## Sheet1
Catagery | Object_int_name | Object_Ext_name | Field_int_name | Field_ext_name | Field_type | Geom_type | Join_type | Relation | Is_Enum | Enum_values | Data_type | Mandatory | Field Size
Circuit | eo_operational_group | Operational Group | remarks_annotation | Remarks Annotation | dd_geom_field | text | No | No | No |  | NA | No | 10
Circuit | eo_operational_group | Operational Group | components | Components | dd_join_field | No | 3-Winding Transformer Installation | 0:N | No |  | NA | No | 20
Circuit | eo_operational_group | Operational Group | owner_type | Owner Type | dd_phys_field | No | No | No | Yes | Company Owned Customer Customer Owned Electric Utility-TPSODL Foreign Owned Other Utility Owned Unknown | NA | Yes | 9
Circuit | eo_operational_group | Operational Group | extent | Extent | dd_geom_field | simple_area | No | No | No |  | NA | No | 10
Circuit | eo_operational_group | Operational Group | name | Name | dd_phys_field | No | No | No | No |  | ds_char16_vector | No | 4096
Circuit | eo_operational_group | Operational Group | annotation | Annotation | dd_geom_field | text | No | No | No |  | NA | No | 10
Circuit | eo_operational_group | Operational Group | id | Id | dd_phys_field | No | No | No | No |  | integer | Yes | 10
Circuit | eo_operational_group | Operational Group | owner_name | Owner Name | dd_phys_field | No | No | No | Yes | Cable Company Customer Electric Utility Telephone Company Unknown | NA | No | 10
Circuit | eo_operational_group | Operational Group | remarks_id | Remarks Id | dd_phys_field | No | No | No | No |  | integer | Yes | 10
Circuit | eo_circuit_section | Circuit Section | remarks_id | remarks_id | dd_phys_field | No | No | No | No |  | integer | Yes | 10
Circuit | eo_circuit_section | Circuit Section | circuit_id | Internal Circuit ID | dd_phys_field | No | No | No | No |  | integer | Yes | 10
Circuit | eo_circuit_section | Circuit Section | annotations | Annotations | dd_join_field | No | Circuit Section Annotation | 1:n | No |  | NA | No | 20
Circuit | eo_circuit_section | Circuit Section | number | Number | dd_phys_field | No | No | No | No |  | ds_char16_vector | No | 40
Circuit | eo_circuit_section | Circuit Section | asset_feed | Asset Feed | dd_join_field | No | 3-Winding Transformer Installation | M:N | No |  | NA | No | 20
Circuit | eo_circuit_section | Circuit Section | boundary_assets | Boundary Assets | dd_join_field | No | 3-Winding Transformer Installation | M:N | No |  | NA | No | 20
Circuit | eo_circuit_section | Circuit Section | circuit_section_id | Circuit Section ID | dd_phys_field | No | No | No | No |  | ds_char16_vector | No | 64
Circuit | eo_circuit_section | Circuit Section | extents | Extents | dd_join_field | No | Circuit Section Extent | 1:n | No |  | NA | No | 20
Circuit | eo_circuit_section | Circuit Section | date_last_updated | Date Last Updated | dd_phys_field | No | No | No | No |  | ds_date | No | 19
Circuit | eo_circuit_section | Circuit Section | section_type | Section Type | dd_phys_field | No | No | No | Yes | Circuit Source Section Isolatable Section | NA | Yes | 40
Circuit | eo_circuit_section | Circuit Section | circuit_sources | Circuit Sources | dd_join_field | No | Circuit Source | 0:n | No |  | NA | No | 20
Circuit | eo_circuit_section | Circuit Section | structures | Structures | dd_join_field | No | Cross Arm | M:N | No |  | NA | No | 20
Circuit | eo_circuit_section | Circuit Section | parent_circuit | Parent Circuit | dd_join_field | No | Circuit | 1:n | No |  | NA | Yes | 20
Circuit | eo_circuit_section | Circuit Section | name | Name | dd_phys_field | No | No | No | No |  | ds_char16_vector | No | 64
Circuit | eo_circuit_section | Circuit Section | id | Id | dd_phys_field | No | No | No | No |  | integer | Yes | 10
Circuit | eo_circuit_section | Circuit Section | alias | Alias | dd_phys_field | No | No | No | No |  | ds_char16_vector | No | 64
Circuit | eo_circuit_section | Circuit Section | line_segments | Line Segments | dd_join_field | No | Cable Segment | M:N | No |  | NA | No | 20
Circuit | eo_circuit_section | Circuit Section | equipment | Equipment | dd_join_field | No | 3-Winding Transformer Installation | M:N | No |  | NA | No | 20
Circuit | eo_circuit | Circuit | tp_section_code | Section Code | dd_phys_field | No | No | No | Yes | 0 1 2 3 4 5 6 Unknown | NA | No | 10
Circuit | eo_circuit | Circuit | remarks_id | remarks_id | dd_phys_field | No | No | No | No |  | integer | Yes | 10
Circuit | eo_circuit | Circuit | equipment | Equipment | dd_join_field | No | 3-Winding Transformer Installation | M:N | No |  | NA | No | 20
Circuit | eo_circuit | Circuit | operational_group | Operational Group | dd_join_field | No | Operational Group | 0:N | No |  | NA | No | 20
Circuit | eo_circuit | Circuit | tp_group_with | Group With | dd_phys_field | No | No | No | Yes | DSS Feeder(Incoming/Outgoing) GSS HV Consumer PSS Pole Switchgear Unknown | NA | No | 10
Circuit | eo_circuit | Circuit | alias | Alias | dd_phys_field | No | No | No | No |  | ds_char16_vector | No | 64
Circuit | eo_circuit | Circuit | tp_date_manufactured | Date Manufactured | dd_phys_field | No | No | No | No |  | ds_date | No | 10
Circuit | eo_circuit | Circuit | date_last_updated | Date Last Updated | dd_phys_field | No | No | No | No |  | ds_date | No | 19
Circuit | eo_circuit | Circuit | tp_division_name | Division Name | dd_phys_field | No | No | No | Yes | Aska-1 Aska-2 Berhampur Division-1 Berhampur Division-2 Berhampur Division-3 Bhanjanagar Boudh Ganjam North Ganjam South Gunupur Hinjilicut Jeypore Koraput Malkangiri Nawarangpur Paralakhemundi Phulbani Purushottampur Raygada Unknown | NA | No | 10
Circuit | eo_circuit | Circuit | tp_sub_locality | Sub Locality | dd_phys_field | No | No | No | No |  | ds_char16_vector | No | 32
Circuit | eo_circuit | Circuit | number | Number | dd_phys_field | No | No | No | No |  | ds_char16_vector | No | 40
Circuit | eo_circuit | Circuit | tp_work_order_id | Work Order ID | dd_phys_field | No | No | No | No |  | ds_char16_vector | No | 64
Circuit | eo_circuit | Circuit | tp_feeder_name | Feeder Name | dd_phys_field | No | No | No | No |  | ds_char16_vector | No | 32
Circuit | eo_circuit | Circuit | upstream_circuits | Upstream Circuits | dd_join_field | No | Circuit | m:n | No |  | NA | No | 20
Circuit | eo_circuit | Circuit | tap_line_ind | Tap Line | dd_phys_field | No | No | No | Yes | No Unknown Yes | NA | No | 9
Circuit | eo_circuit | Circuit | tp_date_of_last_maintenance | Date of Last Maintenance | dd_phys_field | No | No | No | No |  | ds_date | No | 10
Circuit | eo_circuit | Circuit | tp_circle_code | Circle Code | dd_phys_field | No | No | No | Yes | 0 21 29 31 34 35 71 Unknown | NA | No | 10
Circuit | eo_circuit | Circuit | tp_division_code | Division Code | dd_phys_field | No | No | No | Yes | 0 1 2 3 4 5 6 Unknown | NA | No | 10
Circuit | eo_circuit | Circuit | tp_section_name | Section Name | dd_phys_field | No | No | No | Yes | Eso Adava Eso Ambapua Eso Aska-1 Eso B Singipur Eso Badagada Eso Baipariguda Eso Balimela Eso Balipadar Eso Balisira Eso Balliguda Eso Bandhugaon Eso Baunsuni Eso Beguniapada Eso Belaguntha Eso Bhejiput Eso Bissam Ctc Eso Bomakei Eso Boriguma Eso Boudh Eso Budhamba Eso Buguda Eso Chandahandi Eso Chandragiri Eso Chatrapur-i Eso Chatrapur-ii Eso Chikiti Eso Chirikipada Eso Dabugam Eso Daringibadi Eso Dharakote Eso Digapahandi Eso E S O-i Eso E S O-ii Eso E.s.o.no.1 Eso E.s.o.no.2 Eso E.s.o.no.3 Eso G.nuagam-2 Eso G.udayagiri Eso Gandhinagar Eso Ganjam Eso Garabandha Eso Golanthara Eso Gopalpur Eso Gudari Eso Gumma Eso Gumuda Eso Gunupur Eso Gunupur Rural Eso Head Quarter Eso Hinjilicut Eso J N Prasad Eso J.k.pur Eso Jagapur Eso Jharigam Eso Jyp No.1 Eso Jyp No.2 Eso Jyp No.3 Eso K B Pur Eso K S Nagar Eso Kakiriguma Eso Kalimela Eso Kanchuru Eso Kanisi Eso Kanteipally Eso Kasinagar Eso Kasipur Eso Keshpur Eso Khajuripada Eso Khajuripada-i Eso Khallikote Eso Kodala Eso Konkarada Eso Koraput Sec-i Eso Koraput Sec-ii Eso Kosagumuda Eso Kotpad Eso Kukudakhandi Eso Kundra Eso Lanjipally Eso Lathi Eso Laxmipur Eso Luchapada Eso Malkangiri Eso Malud Eso Manamunda Eso Mathili Eso Medical Eso Mohana Eso Muniguda Eso Nabarangpur Eso Nabarangpur Rural Eso Nandapur Eso Nuagam-1 Eso Nuagam-2 Eso Nuapada Eso P S Pur Eso Padmapur Eso Papadahandi Eso Paralakhemundi Eso Parlakhemundi Rural Eso Patrapur Eso Pattangi Eso Pattapur Eso Phiringia Eso Phulbani Eso Pitala Eso Polosara Eso Pudamari Eso Purunakatak Eso R.Udaygiri Eso Raigada Eso Raighar Eso Raikia Eso Rambha Eso Ramnaguda Eso Randhapalli Eso Rayagada Rural Eso Rayagada-1 Eso Rayagada-2 Eso Sheragada Eso Sikarpai Eso Similiguda Eso Soroda Eso Sunabeda Eso Surangi Eso T Khunti Eso Taratarini Eso Therubali Eso Tikabali Eso Tilisingi Eso Tumudibandha Eso Umerkote Eso University Eso Upalada Unknown | NA | No | 10
Circuit | eo_circuit | Circuit | operating_company | Operating Company | dd_phys_field | No | No | No | Yes | Cable Company Customer Electric Utility Telephone Company Unknown | NA | No | 10
Circuit | eo_circuit | Circuit | tp_sub_division_name | Sub Division Name | dd_phys_field | No | No | No | Yes | Aska Balimela Balliguda Belaguntha Bhanjanagar-i Bhanjanagar-ii Bijipur Bijipur-Industrial Bissam Cuttack Boriguma Boudh Buguda Chatrapur Chikiti Digapahandi G Udayagiri Gopalpur Gumuda Gunupur Hinjilicut JESD-1 JESD-2 Kabisuryanagar Kanisi Kasinagar Khallikote Kodala Koraput Laxmipur Malkangiri Manmunda Mohana Nawarangpur Nuagam Papadahandi Paralakhemundi Phulbani Polasara Purushottampur R Udaygiri Rambha Raygada SDO-1 SDO-2 SDO-3 SDO-4 Sheragada Sorada Sunabeda Therubali Umarkote Unknown Uppalada | NA | No | 10
Circuit | eo_circuit | Circuit | downstream_circuits | Downstream Circuits | dd_join_field | No | Circuit | m:n | No |  | NA | No | 20
Circuit | eo_circuit | Circuit | tp_road_name | Road Name | dd_phys_field | No | No | No | No |  | ds_char16_vector | No | 32
Circuit | eo_circuit | Circuit | tp_date_of_last_updation_in_gis | Date Last Updated in GIS | dd_phys_field | No | No | No | No |  | ds_date | No | 10
Circuit | eo_circuit | Circuit | tp_total_wire_length | Total Wire Length | dd_phys_field | No | No | No | No |  | float | No | 10
Circuit | eo_circuit | Circuit | circuit_stoppers | Circuit Stoppers | dd_join_field | No | Circuit Stopper | m:n | No |  | NA | No | 20
Circuit | eo_circuit | Circuit | tp_total_cable_length | Total Cable Length | dd_phys_field | No | No | No | No |  | float | No | 10
Circuit | eo_circuit | Circuit | tp_migration_unique_id | Migration Unique Id | dd_phys_field | No | No | No | No |  | ds_char16_vector | No | 32
Circuit | eo_circuit | Circuit | annotations | Annotations | dd_join_field | No | Circuit Annotation | 1:n | No |  | NA | No | 20
Circuit | eo_circuit | Circuit | ug_exit_ind | Underground Exit | dd_phys_field | No | No | No | Yes | No Unknown Yes | NA | No | 9
Circuit | eo_circuit | Circuit | tp_date_of_commissioning | Date of Commissioning | dd_phys_field | No | No | No | No |  | ds_date | No | 10
Circuit | eo_circuit | Circuit | tp_date_of_de_commissioning | Date of De-Commissioning | dd_phys_field | No | No | No | No |  | ds_date | No | 10
Circuit | eo_circuit | Circuit | circuit_id | Circuit ID | dd_phys_field | No | No | No | No |  | ds_char16_vector | Yes | 64
Circuit | eo_circuit | Circuit | tp_time_of_data_collection | Time of data collection | dd_phys_field | No | No | No | No |  | ds_char16_vector | No | 32
Circuit | eo_circuit | Circuit | structures | Structures | dd_join_field | No | Cross Arm | M:N | No |  | NA | No | 20
Circuit | eo_circuit | Circuit | tp_total_section_length | Total Section Length | dd_phys_field | No | No | No | No |  | float | No | 10
Circuit | eo_circuit | Circuit | boundary_assets | Boundary Assets | dd_join_field | No | 3-Winding Transformer Installation | M:N | No |  | NA | No | 20
Circuit | eo_circuit | Circuit | tp_address | Address | dd_phys_field | No | No | No | No |  | ds_char16_vector | No | 32
Circuit | eo_circuit | Circuit | tp_total_cable_actual_length | Total Cable Actual Length | dd_phys_field | No | No | No | No |  | float | No | 10
Circuit | eo_circuit | Circuit | line_segments | Line Segments | dd_join_field | No | Cable Segment | M:N | No |  | NA | No | 20
Circuit | eo_circuit | Circuit | circuit_sources | Circuit Sources | dd_join_field | No | Circuit Source | 1:n | No |  | NA | No | 20
Circuit | eo_circuit | Circuit | tp_scada_monitor_id | SCADA Monitor ID | dd_phys_field | No | No | No | No |  | ds_char16_vector | No | 12
Circuit | eo_circuit | Circuit | ug_vented_ind | Underground Vented | dd_phys_field | No | No | No | Yes | No Unknown Yes | NA | No | 9
Circuit | eo_circuit | Circuit | tp_date_of_creation_in_gis | Date of Creation in GIS | dd_phys_field | No | No | No | No |  | ds_date | No | 10
Circuit | eo_circuit | Circuit | tp_cyme_id | CYME Id | dd_phys_field | No | No | No | No |  | ds_char16_vector | No | 32
Circuit | eo_circuit | Circuit | tp_pin_code | Pin Code | dd_phys_field | No | No | No | No |  | integer | No | 10
Circuit | eo_circuit | Circuit | tp_total_feeder_length | Total Feeder Length | dd_phys_field | No | No | No | No |  | float | No | 10
Circuit | eo_circuit | Circuit | tp_installation_type | Installation Type | dd_phys_field | No | No | No | Yes | Combination In Door Out Door Unknown | NA | No | 10
Circuit | eo_circuit | Circuit | tp_city | City | dd_phys_field | No | No | No | Yes | Others Unknown | NA | No | 10
Circuit | eo_circuit | Circuit | tp_date_of_data_collection | Date of Data collection | dd_phys_field | No | No | No | No |  | ds_char16_vector | No | 32
Circuit | eo_circuit | Circuit | tp_data_collected_by | Data Collected By | dd_phys_field | No | No | No | No |  | ds_char16_vector | No | 32
Circuit | eo_circuit | Circuit | tp_locality | Locality | dd_phys_field | No | No | No | No |  | ds_char16_vector | No | 32
Circuit | eo_circuit | Circuit | tp_data_updated_by_in_gis | Data Updated By in GIS | dd_phys_field | No | No | No | No |  | ds_char16_vector | No | 32
Circuit | eo_circuit | Circuit | tp_surveyor_remark_id | Tp Surveyor Remark Id | dd_phys_field | No | No | No | No |  | integer | No | 10
Circuit | eo_circuit | Circuit | tp_network_type | Network Type | dd_phys_field | No | No | No | Yes | EHV HV LV MV Substation | NA | Yes | 10
Circuit | eo_circuit | Circuit | tp_status | Status | dd_phys_field | No | No | No | Yes | Abandoned Existing Inactive Proposed Abandon Proposed Install Proposed Relocate Proposed Remove Proposed Replace Removed Temporary | NA | Yes | 10
Circuit | eo_circuit | Circuit | name | Name | dd_phys_field | No | No | No | No |  | ds_char16_vector | No | 64
Circuit | eo_circuit | Circuit | tp_device_type | Device Type | dd_phys_field | No | No | No | Yes | Bus Raiser Panel Feeder Pillar with Breaker Feeder Pillar without Breaker LV Cubicle LV Junction Box Meter Panel Others SFU Panel Unknown | NA | Yes | 10
Circuit | eo_circuit | Circuit | load_shed_priority | Load Shed Priority | dd_phys_field | No | No | No | Yes | 1 1A 2 3 EX Unknown | NA | No | 9
Circuit | eo_circuit | Circuit | tp_company_id | Company ID | dd_phys_field | No | No | No | No |  | ds_char16_vector | No | 32
Circuit | eo_circuit | Circuit | tp_sap_functional_location | SAP Functional Location | dd_phys_field | No | No | No | No |  | ds_char16_vector | No | 32
Circuit | eo_circuit | Circuit | tp_sub_division_code | Sub Division Code | dd_phys_field | No | No | No | Yes | 0 1 2 3 4 5 6 Unknown | NA | No | 10
Circuit | eo_circuit | Circuit | tp_sap_id | SAP ID | dd_phys_field | No | No | No | No |  | ds_char16_vector | No | 12
Circuit | eo_circuit | Circuit | tp_ward_code | Ward Code | dd_phys_field | No | No | No | Yes | 0 1 2 3 4 5 6 Unknown | NA | No | 10
Circuit | eo_circuit | Circuit | extent_buffer | Extent Buffer | dd_phys_field | No | No | No | No |  | float | No | 22
Circuit | eo_circuit | Circuit | originating_substations | Originating Substations | dd_join_field | No | Substation | m:n | No |  | NA | No | 20
Circuit | eo_circuit | Circuit | tp_circle_name | Circle Name | dd_phys_field | No | No | No | Yes | Aska Berhampur Bhanjanagar City City Circle Jeypore Rayagada Raygada Unknown | NA | No | 10
Circuit | eo_circuit | Circuit | tp_total_wire_actual_length | Total Wire Actual Length | dd_phys_field | No | No | No | No |  | float | No | 10
Circuit | eo_circuit | Circuit | colour | Colour | dd_phys_field | No | No | No | No |  | ds_char16_vector | No | 64
Circuit | eo_circuit | Circuit | tp_scada_control_id | SCADA Control ID | dd_phys_field | No | No | No | No |  | ds_char16_vector | No | 12
Circuit | eo_circuit | Circuit | extents | Extents | dd_join_field | No | Circuit Extent | 1:n | No |  | NA | No | 20
Circuit | eo_circuit | Circuit | eo_circuit_sections | Circuit Sections | dd_join_field | No | Circuit Section | 1:n | No |  | NA | No | 20
Circuit | eo_circuit | Circuit | id | Id | dd_phys_field | No | No | No | No |  | integer | Yes | 10
Circuit | eo_circuit | Circuit | tp_nominal_voltage | Nominal Voltage | dd_phys_field | No | No | No | Yes | 0.000 V 110.000 V 120.000 V 208.000 V 220.000 V 230.000 V 240.000 V 415.000 V 2.400 kV 4.160 kV 6.600 kV 8.000 kV 11.000 kV 12.470 kV 23.900 kV 33.000 kV 66.000 kV 115.000 kV 132.000 kV 220.000 kV 433.000 kV | NA | Yes | 10
Circuit | eo_circuit_extent | Circuit Extent | id | Id | dd_phys_field | No | No | No | No |  | integer | Yes | 10
Circuit | eo_circuit_extent | Circuit Extent | extent | Extent | dd_geom_field | simple_area | No | No | No |  | NA | No | 10
Circuit | eo_circuit_extent | Circuit Extent | world_owner | World Owner | dd_derived_field | No | No | No | No |  | ds_char16_vector | No | 10
Circuit | eo_circuit_extent | Circuit Extent | circuit_id | Internal Circuit ID | dd_phys_field | No | No | No | No |  | integer | Yes | 10
Circuit | eo_circuit_extent | Circuit Extent | circuit | Circuit ID | dd_join_field | No | Circuit | 1:n | No |  | NA | Yes | 20
Circuit | eo_circuit_section_extent | Circuit Section Extent | id | Id | dd_phys_field | No | No | No | No |  | integer | Yes | 10
Circuit | eo_circuit_section_extent | Circuit Section Extent | extent | Extent | dd_geom_field | simple_area | No | No | No |  | NA | No | 10
Circuit | eo_circuit_section_extent | Circuit Section Extent | world_owner | World Owner | dd_derived_field | No | No | No | No |  | ds_char16_vector | No | 10
Circuit | eo_circuit_section_extent | Circuit Section Extent | circuit_section_id | Internal Circuit Section ID | dd_phys_field | No | No | No | No |  | integer | Yes | 10
Circuit | eo_circuit_section_extent | Circuit Section Extent | circuit_section | Circuit Section ID | dd_join_field | No | Circuit Section | 1:n | No |  | NA | Yes | 20
Circuit | eo_circuit_stopper | Circuit Stopper | asset | Asset | dd_join_field | No | 3-Winding Transformer Installation | 0:00 | No |  | NA | No | 20
Circuit | eo_circuit_stopper | Circuit Stopper | internal_location | Internal Location | dd_geom_field | simple_point | No | No | No |  | NA | No | 10
Circuit | eo_circuit_stopper | Circuit Stopper | name | Name | dd_phys_field | No | No | No | No |  | ds_char16_vector | No | 64
Circuit | eo_circuit_stopper | Circuit Stopper | number | Number | dd_phys_field | No | No | No | No |  | ds_char16_vector | No | 40
Circuit | eo_circuit_stopper | Circuit Stopper | location | Location | dd_geom_field | simple_point | No | No | No |  | NA | No | 10
Circuit | eo_circuit_stopper | Circuit Stopper | id | Id | dd_phys_field | No | No | No | No |  | integer | Yes | 10
Circuit | eo_circuit_stopper | Circuit Stopper | annotation | Annotation | dd_geom_field | text | No | No | No |  | NA | No | 10
Circuit | eo_circuit_stopper | Circuit Stopper | internal_annotation | Internal Annotation | dd_geom_field | text | No | No | No |  | NA | No | 10
Circuit | eo_circuit_stopper | Circuit Stopper | eo_circuits | Circuits | dd_join_field | No | Circuit | m:n | No |  | NA | No | 20
Circuit | eo_circuit_source | Circuit Source | circuit_id | Internal Circuit ID | dd_phys_field | No | No | No | No |  | integer | Yes | 10
Circuit | eo_circuit_source | Circuit Source | asset | Asset | dd_join_field | No | 3-Winding Transformer Installation | 0:00 | No |  | NA | No | 20
Circuit | eo_circuit_source | Circuit Source | annotation | Annotation | dd_geom_field | text | No | No | No |  | NA | No | 10
Circuit | eo_circuit_source | Circuit Source | id | Id | dd_phys_field | No | No | No | No |  | integer | Yes | 10
Circuit | eo_circuit_source | Circuit Source | circuit_section | Circuit Section ID | dd_join_field | No | Circuit Section | 0:n | No |  | NA | No | 20
Circuit | eo_circuit_source | Circuit Source | number | Number | dd_phys_field | No | No | No | No |  | ds_char16_vector | No | 40
Circuit | eo_circuit_source | Circuit Source | circuit_source_id | Circuit Source ID | dd_phys_field | No | No | No | No |  | ds_char16_vector | No | 64
Circuit | eo_circuit_source | Circuit Source | location | Location | dd_geom_field | simple_point | No | No | No |  | NA | No | 10
Circuit | eo_circuit_source | Circuit Source | eo_circuit | Circuit ID | dd_join_field | No | Circuit | 1:n | No |  | NA | Yes | 20
Circuit | eo_circuit_source | Circuit Source | internal_location | Internal Location | dd_geom_field | simple_point | No | No | No |  | NA | No | 10
Circuit | eo_circuit_source | Circuit Source | name | Name | dd_phys_field | No | No | No | No |  | ds_char16_vector | No | 64
Circuit | eo_circuit_source | Circuit Source | internal_annotation | Internal Annotation | dd_geom_field | text | No | No | No |  | NA | No | 10
Segments | eo_connector_segment | Connector Segment | specification_description | Specification Description | dd_derived_field | No | No | No | No |  | ds_char16_vector | No | 10
Segments | eo_connector_segment | Connector Segment | past_phases | Past Phases | dd_join_field | No | Connector Segment Past Phase | 1:n | No |  | NA | No | 20
Segments | eo_connector_segment | Connector Segment | source_id | Source ID | dd_phys_field | No | No | No | No |  | integer | No | 10
Segments | eo_connector_segment | Connector Segment | tp_rated_current | Rated Current | dd_phys_field | No | No | No | No |  | float | No | 10
Segments | eo_connector_segment | Connector Segment | tp_serial_number | Serial Number | dd_phys_field | No | No | No | No |  | ds_char16_vector | No | 12
Segments | eo_connector_segment | Connector Segment | tp_date_of_last_updation_in_gis | Date Last Updated in GIS | dd_phys_field | No | No | No | No |  | ds_date | No | 10
Segments | eo_connector_segment | Connector Segment | tp_time_of_data_collection | Time of data collection | dd_phys_field | No | No | No | No |  | ds_char16_vector | No | 32
Segments | eo_connector_segment | Connector Segment | alias | Alias | dd_phys_field | No | No | No | No |  | ds_char16_vector | No | 64
Segments | eo_connector_segment | Connector Segment | date_manufactured | Date Manufactured | dd_phys_field | No | No | No | No |  | ds_date | No | 19
Segments | eo_connector_segment | Connector Segment | tp_sub_type | Sub Type | dd_phys_field | No | No | No | Yes | Bridge Busbar Internal link Mid Span Tap Others Tap Unknown | NA | No | 10
Segments | eo_connector_segment | Connector Segment | specification | Specification | dd_join_field | No | Connector Segment Spec | 0:N | No |  | NA | No | 20
Segments | eo_connector_segment | Connector Segment | future_phases | Future Phases | dd_join_field | No | Connector Segment Future Phase | 1:n | No |  | NA | No | 20
Segments | eo_connector_segment | Connector Segment | existing_installation | Existing Installation | dd_join_field | No | Connector Segment Installation | join_via | No |  | NA | No | 20
Segments | eo_connector_segment | Connector Segment | future_installation | Future Installation | dd_join_field | No | Connector Segment Installation | join_via | No |  | NA | No | 20
Segments | eo_connector_segment | Connector Segment | remarks_id | Remarks Id | dd_phys_field | No | No | No | No |  | integer | Yes | 10
Segments | eo_connector_segment | Connector Segment | tp_date_of_data_collection | Date of Data collection | dd_phys_field | No | No | No | No |  | ds_char16_vector | No | 32
Segments | eo_connector_segment | Connector Segment | source_data | Source Data | dd_phys_field | No | No | No | No |  | ds_char16_vector | No | 6
Segments | eo_connector_segment | Connector Segment | date_acquired | Date Acquired | dd_phys_field | No | No | No | No |  | ds_date | No | 19
Segments | eo_connector_segment | Connector Segment | manufacturer | Manufacturer | dd_phys_field | No | No | No | Yes | ABB Avon Bell Lumber Bentex Linger Switchgear Bharat Heavy Electricals Capital Meters ECE Elymer Electrics GEC Alsthom General Electric Genus Infrastructures Havells Himachal Energy Hpl Electric & Power Indotech Switchgear & Controls (Delhi) International Paper J.H. Baxter Jaipur Electronics Jnj Powercom Juvas Koppers L.D. McFarland Landis & Gyr Larsen & Toubro Montel Limited North Pacfic Lumber Oeser Other Palmohan Pole Star Powertech Secure Meter SquareD Stella-Jones Suzhou Power Meter Taylor Lumber Unknown Visiontek Westinghouse Weyerhaeuser ZEN | NA | No | 10
Segments | eo_connector_segment | Connector Segment | device_type | Device Type | dd_phys_field | No | No | No | Yes | Bridge Busbar Internal link Mid Span Tap Others Tap Unknown | NA | Yes | 10
Segments | eo_connector_segment | Connector Segment | existing_phases | Existing Phases | dd_join_field | No | Connector Segment Existing Phase | 1:n | No |  | NA | No | 20
Segments | eo_connector_segment | Connector Segment | tp_data_updated_by_in_gis | Data Updated By in GIS | dd_phys_field | No | No | No | No |  | ds_char16_vector | No | 32
Segments | eo_connector_segment | Connector Segment | remarks_annotation | Remarks Annotation | dd_geom_field | text | No | No | No |  | NA | No | 10
Segments | eo_connector_segment | Connector Segment | tp_data_collected_by | Data Collected By | dd_phys_field | No | No | No | No |  | ds_char16_vector | No | 32
Segments | eo_connector_segment | Connector Segment | asset_id | Asset ID | dd_phys_field | No | No | No | No |  | ds_char16_vector | No | 36
Segments | eo_connector_segment | Connector Segment | tp_rated_voltage | Rated Voltage | dd_phys_field | No | No | No | No |  | float | No | 10
Segments | eo_connector_segment | Connector Segment | tp_date_of_last_maintenance | Date of Last Maintenance | dd_phys_field | No | No | No | No |  | ds_date | No | 10
Segments | eo_connector_segment | Connector Segment | tp_date_of_creation_in_gis | Date of Creation in GIS | dd_phys_field | No | No | No | No |  | ds_date | No | 10
Segments | eo_connector_segment | Connector Segment | tp_migration_unique_id | Migration Unique Id | dd_phys_field | No | No | No | No |  | ds_char16_vector | No | 32
Segments | eo_connector_segment | Connector Segment | alias_description | Alias Description | dd_derived_field | No | No | No | No |  | ds_char16_vector | No | 255
Segments | eo_connector_segment | Connector Segment | past_installation | Past Installation | dd_join_field | No | Connector Segment Installation | join_via | No |  | NA | No | 20
Segments | eo_connector_segment | Connector Segment | id | Id | dd_phys_field | No | No | No | No |  | integer | Yes | 10
Segments | eo_connector_point_inst | Connector Point Installation | tp_circle_name | Circle Name | dd_phys_field | No | No | No | Yes | Aska Berhampur Bhanjanagar City City Circle Jeypore Rayagada Raygada Unknown | NA | Yes | 10
Segments | eo_connector_point_inst | Connector Point Installation | device_type | Device Type | dd_derived_field | No | No | No | Yes | Branch Point Breach Cable Joint Cable Straight Through Joint Cable Termination Earth End Point Mains Pothead Service Splice Straight Termination Unknown Wire Change Wire Joint | NA | No | 10
Segments | eo_connector_point_inst | Connector Point Installation | tp_sub_division_code | Sub Division Code | dd_phys_field | No | No | No | Yes | 0 1 2 3 4 5 6 Unknown | NA | No | 10
Segments | eo_connector_point_inst | Connector Point Installation | tp_locality | Locality | dd_phys_field | No | No | No | No |  | ds_char16_vector | No | 32
Segments | eo_connector_point_inst | Connector Point Installation | tp_road_name | Road Name | dd_phys_field | No | No | No | No |  | ds_char16_vector | No | 32
Segments | eo_connector_point_inst | Connector Point Installation | future_phases | Future Phases | dd_join_field | No | Connector Point Future Phase | 1:n | No |  | NA | No | 20
Segments | eo_connector_point_inst | Connector Point Installation | future_assets | Future Assets | dd_join_field | No | Connector Point | join_via | No |  | NA | No | 20
Segments | eo_connector_point_inst | Connector Point Installation | remarks_id | remarks_id | dd_phys_field | No | No | No | No |  | integer | Yes | 10
Segments | eo_connector_point_inst | Connector Point Installation | tp_warranty_end_date | Warranty End Date | dd_phys_field | No | No | No | No |  | ds_date | No | 10
Segments | eo_connector_point_inst | Connector Point Installation | existing_assets | Existing Assets | dd_join_field | No | Connector Point | join_via | No |  | NA | No | 20
Segments | eo_connector_point_inst | Connector Point Installation | location | Location | dd_geom_field | point | No | No | No |  | NA | No | 10
Segments | eo_connector_point_inst | Connector Point Installation | annotation_lv | LV Annotation | dd_geom_field | text | No | No | No |  | NA | No | 10
Segments | eo_connector_point_inst | Connector Point Installation | tp_existing_joint_no | Existing Joint No | dd_phys_field | No | No | No | No |  | integer | No | 10
Segments | eo_connector_point_inst | Connector Point Installation | nominal_voltage_pp | Nominal Voltage (P-P) | dd_phys_field | No | No | No | Yes | 0.000 V 110.000 V 120.000 V 208.000 V 220.000 V 230.000 V 240.000 V 415.000 V 2.400 kV 4.160 kV 6.600 kV 8.000 kV 11.000 kV 12.470 kV 23.900 kV 33.000 kV 66.000 kV 115.000 kV 132.000 kV 220.000 kV 433.000 kV | NA | No | 10
Segments | eo_connector_point_inst | Connector Point Installation | tp_scada_monitor_id | SCADA Monitor ID | dd_phys_field | No | No | No | No |  | ds_char16_vector | No | 12
Segments | eo_connector_point_inst | Connector Point Installation | past_assets | Past Assets | dd_join_field | No | Connector Point | join_via | No |  | NA | No | 20
Segments | eo_connector_point_inst | Connector Point Installation | feeding_section | Feeding Section | dd_join_field | No | Circuit Section | M:N | No |  | NA | No | 20
Segments | eo_connector_point_inst | Connector Point Installation | tp_scada_control_id | SCADA Control ID | dd_phys_field | No | No | No | No |  | ds_char16_vector | No | 12
Segments | eo_connector_point_inst | Connector Point Installation | tp_cyme_id | CYME Id | dd_phys_field | No | No | No | No |  | ds_char16_vector | No | 32
Segments | eo_connector_point_inst | Connector Point Installation | annotation_sub | Sub Annotation | dd_geom_field | text | No | No | No |  | NA | No | 10
Segments | eo_connector_point_inst | Connector Point Installation | location_sub | Sub Location | dd_geom_field | point | No | No | No |  | NA | No | 10
Segments | eo_connector_point_inst | Connector Point Installation | name | Name | dd_phys_field | No | No | No | No |  | ds_char16_vector | No | 64
Segments | eo_connector_point_inst | Connector Point Installation | leader_line | Leader Line | dd_geom_field | simple_chain | No | No | No |  | NA | No | 10
Segments | eo_connector_point_inst | Connector Point Installation | tp_pin_code | Pin Code | dd_phys_field | No | No | No | No |  | integer | No | 10
Segments | eo_connector_point_inst | Connector Point Installation | tp_section_name | Section Name | dd_phys_field | No | No | No | Yes | Eso Adava Eso Ambapua Eso Aska-1 Eso B Singipur Eso Badagada Eso Baipariguda Eso Balimela Eso Balipadar Eso Balisira Eso Balliguda Eso Bandhugaon Eso Baunsuni Eso Beguniapada Eso Belaguntha Eso Bhejiput Eso Bissam Ctc Eso Bomakei Eso Boriguma Eso Boudh Eso Budhamba Eso Buguda Eso Chandahandi Eso Chandragiri Eso Chatrapur-i Eso Chatrapur-ii Eso Chikiti Eso Chirikipada Eso Dabugam Eso Daringibadi Eso Dharakote Eso Digapahandi Eso E S O-i Eso E S O-ii Eso E.s.o.no.1 Eso E.s.o.no.2 Eso E.s.o.no.3 Eso G.nuagam-2 Eso G.udayagiri Eso Gandhinagar Eso Ganjam Eso Garabandha Eso Golanthara Eso Gopalpur Eso Gudari Eso Gumma Eso Gumuda Eso Gunupur Eso Gunupur Rural Eso Head Quarter Eso Hinjilicut Eso J N Prasad Eso J.k.pur Eso Jagapur Eso Jharigam Eso Jyp No.1 Eso Jyp No.2 Eso Jyp No.3 Eso K B Pur Eso K S Nagar Eso Kakiriguma Eso Kalimela Eso Kanchuru Eso Kanisi Eso Kanteipally Eso Kasinagar Eso Kasipur Eso Keshpur Eso Khajuripada Eso Khajuripada-i Eso Khallikote Eso Kodala Eso Konkarada Eso Koraput Sec-i Eso Koraput Sec-ii Eso Kosagumuda Eso Kotpad Eso Kukudakhandi Eso Kundra Eso Lanjipally Eso Lathi Eso Laxmipur Eso Luchapada Eso Malkangiri Eso Malud Eso Manamunda Eso Mathili Eso Medical Eso Mohana Eso Muniguda Eso Nabarangpur Eso Nabarangpur Rural Eso Nandapur Eso Nuagam-1 Eso Nuagam-2 Eso Nuapada Eso P S Pur Eso Padmapur Eso Papadahandi Eso Paralakhemundi Eso Parlakhemundi Rural Eso Patrapur Eso Pattangi Eso Pattapur Eso Phiringia Eso Phulbani Eso Pitala Eso Polosara Eso Pudamari Eso Purunakatak Eso R.Udaygiri Eso Raigada Eso Raighar Eso Raikia Eso Rambha Eso Ramnaguda Eso Randhapalli Eso Rayagada Rural Eso Rayagada-1 Eso Rayagada-2 Eso Sheragada Eso Sikarpai Eso Similiguda Eso Soroda Eso Sunabeda Eso Surangi Eso T Khunti Eso Taratarini Eso Therubali Eso Tikabali Eso Tilisingi Eso Tumudibandha Eso Umerkote Eso University Eso Upalada Unknown | NA | No | 10
Segments | eo_connector_point_inst | Connector Point Installation | annotation_other | Other Annotation | dd_geom_field | text | No | No | No |  | NA | No | 10
Segments | eo_connector_point_inst | Connector Point Installation | tp_sub_locality | Sub Locality | dd_phys_field | No | No | No | No |  | ds_char16_vector | No | 32
Segments | eo_connector_point_inst | Connector Point Installation | past_phases | Past Phases | dd_join_field | No | Connector Point Past Phase | 1:n | No |  | NA | No | 20
Segments | eo_connector_point_inst | Connector Point Installation | network_type | Network Type | dd_phys_field | No | No | No | Yes | EHV HV LV MV Substation | NA | Yes | 10
Segments | eo_connector_point_inst | Connector Point Installation | tp_cable_loop_length | Cable Loop Length | dd_phys_field | No | No | No | No |  | float | No | 10
Segments | eo_connector_point_inst | Connector Point Installation | location_description_id | location_description_id | dd_phys_field | No | No | No | No |  | integer | Yes | 10
Segments | eo_connector_point_inst | Connector Point Installation | future_phasing | Future Phasing | dd_derived_field | No | No | No | Yes | A AB ABC ABCN ABCNE ABN ABNE AC ACB ACBN ACN ACNE AN ANE B BA BAC BACN BAN BC BCA BCAN BCN BCNE BN BNE BR C CA CAB CABN CAN CB CBA CBAN CBN CN CNE Earth Neutral Neutral-Earth Not Applicable R RB RY RYB RYBN Static Unknown Y YB | NA | No | 10
Segments | eo_connector_point_inst | Connector Point Installation | alias | Alias | dd_phys_field | No | No | No | No |  | ds_char16_vector | No | 64
Segments | eo_connector_point_inst | Connector Point Installation | remarks_annotation | Remarks Annotation | dd_geom_field | text | No | No | No |  | NA | No | 10
Segments | eo_connector_point_inst | Connector Point Installation | installation_group | Installation Group | dd_join_field | No | Installation Group | 0:N | No |  | NA | No | 20
Segments | eo_connector_point_inst | Connector Point Installation | phase_context | Phase Context | dd_phys_field | No | No | No | Yes | Unknown | NA | Yes | 10
Segments | eo_connector_point_inst | Connector Point Installation | id | Id | dd_phys_field | No | No | No | No |  | integer | Yes | 10
Segments | eo_connector_point_inst | Connector Point Installation | annotation | Annotation | dd_geom_field | text | No | No | No |  | NA | No | 10
Segments | eo_connector_point_inst | Connector Point Installation | tp_company_id | Company ID | dd_phys_field | No | No | No | No |  | ds_char16_vector | No | 32
Segments | eo_connector_point_inst | Connector Point Installation | tp_sap_id | SAP ID | dd_phys_field | No | No | No | No |  | ds_char16_vector | No | 32
Segments | eo_connector_point_inst | Connector Point Installation | annotation_hv | HV Annotation | dd_geom_field | text | No | No | No |  | NA | No | 10
Segments | eo_connector_point_inst | Connector Point Installation | tp_surveyor_remark_id | Tp Surveyor Remark Id | dd_phys_field | No | No | No | No |  | integer | No | 10
Segments | eo_connector_point_inst | Connector Point Installation | existing_phasing | Existing Phasing | dd_derived_field | No | No | No | Yes | A AB ABC ABCN ABCNE ABN ABNE AC ACB ACBN ACN ACNE AN ANE B BA BAC BACN BAN BC BCA BCAN BCN BCNE BN BNE BR C CA CAB CABN CAN CB CBA CBAN CBN CN CNE Earth Neutral Neutral-Earth Not Applicable R RB RY RYB RYBN Static Unknown Y YB | NA | No | 10
Segments | eo_connector_point_inst | Connector Point Installation | circuit_and_section | Circuit/Section | dd_join_field | No | Circuit | M:N | No |  | NA | No | 20
Segments | eo_connector_point_inst | Connector Point Installation | tp_circle_code | Circle Code | dd_phys_field | No | No | No | Yes | 0 21 29 31 34 35 71 Unknown | NA | Yes | 10
Segments | eo_connector_point_inst | Connector Point Installation | tp_ward_code | Ward Code | dd_phys_field | No | No | No | Yes | 0 1 2 3 4 5 6 Unknown | NA | No | 10
Segments | eo_connector_point_inst | Connector Point Installation | tp_depth | Depth | dd_phys_field | No | No | No | No |  | float | No | 10
Segments | eo_connector_point_inst | Connector Point Installation | tp_work_order_id | Work Order ID | dd_phys_field | No | No | No | No |  | ds_char16_vector | No | 64
Segments | eo_connector_point_inst | Connector Point Installation | source_id | Source ID | dd_phys_field | No | No | No | No |  | integer | No | 10
Segments | eo_connector_point_inst | Connector Point Installation | tp_address | Address | dd_phys_field | No | No | No | No |  | ds_char16_vector | No | 32
Segments | eo_connector_point_inst | Connector Point Installation | bay | Bay | dd_join_field | No | Bay | 0:N | No |  | NA | No | 20
Segments | eo_connector_point_inst | Connector Point Installation | existing_phases | Existing Phases | dd_join_field | No | Connector Point Existing Phase | 1:n | No |  | NA | No | 20
Segments | eo_connector_point_inst | Connector Point Installation | circuit_source_stopper | Circuit Source/Stopper | dd_join_field | No | Circuit Source | 0:00 | No |  | NA | No | 20
Segments | eo_connector_point_inst | Connector Point Installation | mounting | Mounting | dd_phys_field | No | No | No | Yes | Overhead Underground Unknown | NA | Yes | 10
Segments | eo_connector_point_inst | Connector Point Installation | tp_section_code | Section Code | dd_phys_field | No | No | No | Yes | 0 1 2 3 4 5 6 Unknown | NA | No | 10
Segments | eo_connector_point_inst | Connector Point Installation | tp_sap_functional_location | SAP Functional Location | dd_phys_field | No | No | No | No |  | ds_char16_vector | No | 32
Segments | eo_connector_point_inst | Connector Point Installation | alias_description | Alias Description | dd_derived_field | No | No | No | No |  | ds_char16_vector | No | 255
Segments | eo_connector_point_inst | Connector Point Installation | tp_sub_division_name | Sub Division Name | dd_phys_field | No | No | No | Yes | Aska Balimela Balliguda Belaguntha Bhanjanagar-i Bhanjanagar-ii Bijipur Bijipur-Industrial Bissam Cuttack Boriguma Boudh Buguda Chatrapur Chikiti Digapahandi G Udayagiri Gopalpur Gumuda Gunupur Hinjilicut JESD-1 JESD-2 Kabisuryanagar Kanisi Kasinagar Khallikote Kodala Koraput Laxmipur Malkangiri Manmunda Mohana Nawarangpur Nuagam Papadahandi Paralakhemundi Phulbani Polasara Purushottampur R Udaygiri Rambha Raygada SDO-1 SDO-2 SDO-3 SDO-4 Sheragada Sorada Sunabeda Therubali Umarkote Unknown Uppalada | NA | No | 10
Segments | eo_connector_point_inst | Connector Point Installation | location_other | Other Location | dd_geom_field | point | No | No | No |  | NA | No | 10
Segments | eo_connector_point_inst | Connector Point Installation | owner_name | Owner Name | dd_phys_field | No | No | No | Yes | Cable Company Customer Electric Utility Telephone Company Unknown | NA | No | 10
Segments | eo_connector_point_inst | Connector Point Installation | tp_name_of_jointer | Name of Jointer | dd_phys_field | No | No | No | No |  | ds_char16_vector | No | 32
Segments | eo_connector_point_inst | Connector Point Installation | markers | Markers | dd_join_field | No | Marker | M:N | No |  | NA | No | 20
Segments | eo_connector_point_inst | Connector Point Installation | tp_previous_installed_location | PreLocationv. Installed | dd_phys_field | No | No | No | No |  | ds_char16_vector | No | 32
Segments | eo_connector_point_inst | Connector Point Installation | status | Lifecycle Status | dd_phys_field | No | No | No | Yes | Abandoned Existing Inactive Proposed Abandon Proposed Install Proposed Relocate Proposed Remove Proposed Replace Removed Temporary | NA | Yes | 10
Segments | eo_connector_point_inst | Connector Point Installation | annotation_mv | MV Annotation | dd_geom_field | text | No | No | No |  | NA | No | 10
Segments | eo_connector_point_inst | Connector Point Installation | circuit_id2 | Circuit ID2 | dd_derived_field | No | No | No | No |  | ds_char16_vector | No | 12
Segments | eo_connector_point_inst | Connector Point Installation | tp_city | City | dd_phys_field | No | No | No | Yes | Others Unknown | NA | No | 10
Segments | eo_connector_point_inst | Connector Point Installation | circuit_id | Circuit ID | dd_derived_field | No | No | No | No |  | ds_char16_vector | No | 12
Segments | eo_connector_point_inst | Connector Point Installation | owner_type | Owner Type | dd_phys_field | No | No | No | Yes | Company Owned Customer Customer Owned Electric Utility-TPSODL Foreign Owned Other Utility Owned Unknown | NA | Yes | 16
Segments | eo_connector_point_inst | Connector Point Installation | circuit_and_section_boundary | Circuit/Section Boundary | dd_join_field | No | Circuit | M:N | No |  | NA | No | 20
Segments | eo_connector_point_inst | Connector Point Installation | location_lv | LV Location | dd_geom_field | point | No | No | No |  | NA | No | 10
Segments | eo_connector_point_inst | Connector Point Installation | schematic_links | Schematic Links | dd_join_field | No | Schematic Link | M:N | No |  | NA | No | 20
Segments | eo_connector_point_inst | Connector Point Installation | source_data | Source Data | dd_phys_field | No | No | No | No |  | ds_char16_vector | No | 6
Segments | eo_connector_point_inst | Connector Point Installation | location_mv | MV Location | dd_geom_field | point | No | No | No |  | NA | No | 10
Segments | eo_connector_point_inst | Connector Point Installation | schematic_nodes | Schematic Nodes | dd_join_field | No | Schematic Node | M:N | No |  | NA | No | 20
Segments | eo_connector_point_inst | Connector Point Installation | tp_sub_mounting | Sub Mounting | dd_phys_field | No | No | No | Yes | Basement Elevated Joist Kiosk Lattice Welded Others PCC Pole Panel Mounted Platform Mounted Plinth Pole Rail Steel Tubular Pole Stilt Mounted Tower Unknown | NA | No | 10
Segments | eo_connector_point_inst | Connector Point Installation | style_subcode | Style Subcode | dd_phys_field | No | No | No | Yes | Breach Abandoned Breach Existing Breach Existing with change Breach Inactive Breach Proposed Abandon Breach Proposed Install Breach Proposed Relocate Breach Proposed Remove Breach Proposed Replace Breach Removed Breach Temporary Earth Abandoned Earth Existing Earth Existing with change Earth Inactive Earth Proposed Abandon Earth Proposed Install Earth Proposed Relocate Earth Proposed Remove Earth Proposed Replace Earth Removed Earth Temporary Mains Abandoned Mains Existing Mains Existing with change Mains Inactive Mains Proposed Abandon Mains Proposed Install Mains Proposed Relocate Mains Proposed Remove Mains Proposed Replace Mains Removed Mains Temporary Pothead Abandoned Pothead Existing Pothead Existing with change Pothead Inactive Pothead Proposed Abandon Pothead Proposed Install Pothead Proposed Relocate Pothead Proposed Remove Pothead Proposed Replace Pothead Removed Pothead Temporary Service Abandoned Service Existing Service Existing with change Service Inactive Service Proposed Abandon Service Proposed Install Service Proposed Relocate Service Proposed Remove Service Proposed Replace Service Removed Service Temporary Splice Abandoned Splice Existing Splice Existing with change Splice Inactive Splice Proposed Abandon Splice Proposed Install Splice Proposed Relocate Splice Proposed Remove Splice Proposed Replace Splice Removed Splice Temporary Straight Abandoned Straight Existing Straight Existing with change Straight Inactive Straight Proposed Abandon Straight Proposed Install Straight Proposed Relocate Straight Proposed Remove Straight Proposed Replace Straight Removed Straight Temporary Termination Abandoned Termination Existing Termination Existing with change Termination Inactive Termination Proposed Abandon Termination Proposed Install Termination Proposed Relocate Termination Proposed Remove Termination Proposed Replace Termination Removed Termination Temporary Unknown Abandoned Unknown Existing Unknown Existing with change Unknown Inactive Unknown Proposed Abandon Unknown Proposed Install Unknown Proposed Relocate Unknown Proposed Remove Unknown Proposed Replace Unknown Removed Unknown Temporary Wire Change Abandoned Wire Change Existing Wire Change Existing with change Wire Change Inactive Wire Change Proposed Abandon Wire Change Proposed Install Wire Change Proposed Relocate Wire Change Proposed Remove Wire Change Proposed Replace Wire Change Removed Wire Change Temporary | NA | No | 10
Segments | eo_connector_point_inst | Connector Point Installation | location_hv | HV Location | dd_geom_field | point | No | No | No |  | NA | No | 10
Segments | eo_connector_point_inst | Connector Point Installation | tp_migration_unique_id | Migration Unique Id | dd_phys_field | No | No | No | No |  | ds_char16_vector | No | 32
Segments | eo_connector_point_inst | Connector Point Installation | tp_division_code | Division Code | dd_phys_field | No | No | No | Yes | 0 1 2 3 4 5 6 Unknown | NA | No | 10
Segments | eo_connector_point_inst | Connector Point Installation | tp_division_name | Division Name | dd_phys_field | No | No | No | Yes | Aska-1 Aska-2 Berhampur Division-1 Berhampur Division-2 Berhampur Division-3 Bhanjanagar Boudh Ganjam North Ganjam South Gunupur Hinjilicut Jeypore Koraput Malkangiri Nawarangpur Paralakhemundi Phulbani Purushottampur Raygada Unknown | NA | No | 10
Segments | eo_wire | Wire | resistance_50 | Resistance 50 | dd_derived_field | No | No | No | No |  | float | No | 10
Segments | eo_wire | Wire | source_id | Source ID | dd_phys_field | No | No | No | No |  | integer | No | 10
Segments | eo_wire | Wire | tp_date_of_last_updatn_in_gis | Date Last Updated in GIS | dd_phys_field | No | No | No | No |  | ds_date | No | 10
Segments | eo_wire | Wire | remarks_annotation | Remarks Annotation | dd_geom_field | text | No | No | No |  | NA | No | 10
Segments | eo_wire | Wire | tp_data_collected_by | Data Collected By | dd_phys_field | No | No | No | No |  | ds_char16_vector | No | 32
Segments | eo_wire | Wire | tp_data_updated_by_in_gis | Data Updated By in GIS | dd_phys_field | No | No | No | No |  | ds_char16_vector | No | 32
Segments | eo_wire | Wire | tp_ea_equipment_id | EA Equipment ID | dd_phys_field | No | No | No | No |  | ds_char16_vector | No | 32
Segments | eo_wire | Wire | size_val | Size | dd_derived_field | No | No | No | No |  | ds_char16_vector | No | 10
Segments | eo_wire | Wire | specification | Specification | dd_join_field | No | Wire Spec | 0:N | No |  | NA | No | 20
Segments | eo_wire | Wire | alias | Alias | dd_phys_field | No | No | No | No |  | ds_char16_vector | No | 64
Segments | eo_wire | Wire | id | Id | dd_phys_field | No | No | No | No |  | integer | Yes | 10
Segments | eo_wire | Wire | tp_date_of_data_collection | Date of Data collection | dd_phys_field | No | No | No | No |  | ds_char16_vector | No | 32
Segments | eo_wire | Wire | existing_phases | Existing Phases | dd_join_field | No | Wire Existing Phase | 1:n | No |  | NA | No | 20
Segments | eo_wire | Wire | past_phases | Past Phases | dd_join_field | No | Wire Past Phase | 1:n | No |  | NA | No | 20
Segments | eo_wire | Wire | alias_description | Alias Description | dd_derived_field | No | No | No | No |  | ds_char16_vector | No | 255
Segments | eo_wire | Wire | resistance_25 | Resistance 25 | dd_derived_field | No | No | No | No |  | float | No | 10
Segments | eo_wire | Wire | future_installation | Future Installation | dd_join_field | No | Wire Segment | join_via | No |  | NA | No | 20
Segments | eo_wire | Wire | cross_section_elements | Cross Section Elements | dd_join_field | No | Cross Section Element | 1:N | No |  | NA | No | 20
Segments | eo_wire | Wire | material | Material | dd_derived_field | No | No | No | No |  | ds_char16_vector | No | 10
Segments | eo_wire | Wire | company_ampacity | Company Ampacity | dd_derived_field | No | No | No | No |  | integer | No | 10
Segments | eo_wire | Wire | date_manufactured | Date Manufactured | dd_phys_field | No | No | No | No |  | ds_date | No | 19
Segments | eo_wire | Wire | remarks_id | Remarks Id | dd_phys_field | No | No | No | No |  | integer | Yes | 10
Segments | eo_wire | Wire | weight | Weight | dd_derived_field | No | No | No | No |  | float | No | 10
Segments | eo_wire | Wire | past_installation | Past Installation | dd_join_field | No | Wire Segment | join_via | No |  | NA | No | 20
Segments | eo_wire | Wire | date_acquired | Date Acquired | dd_phys_field | No | No | No | No |  | ds_date | No | 19
Segments | eo_wire | Wire | stranding | Stranding | dd_derived_field | No | No | No | No |  | ds_char16_vector | No | 10
Segments | eo_wire | Wire | tp_time_of_data_collection | Time of data collection | dd_phys_field | No | No | No | No |  | ds_char16_vector | No | 32
Segments | eo_wire | Wire | existing_installation | Existing Installation | dd_join_field | No | Wire Segment | join_via | No |  | NA | No | 20
Segments | eo_wire | Wire | future_phases | Future Phases | dd_join_field | No | Wire Future Phase | 1:n | No |  | NA | No | 20
Segments | eo_wire | Wire | rated_strength | Rated Strength | dd_derived_field | No | No | No | No |  | ds_char16_vector | No | 10
Segments | eo_wire | Wire | source_data | Source Data | dd_phys_field | No | No | No | No |  | ds_char16_vector | No | 6
Segments | eo_wire | Wire | specification_description | Specification Description | dd_derived_field | No | No | No | No |  | ds_char16_vector | No | 10
Segments | eo_wire | Wire | tp_no_of_conductors_per_phase | No of Conductors per Phase | dd_phys_field | No | No | No | No |  | integer | No | 10
Segments | eo_wire | Wire | manufacturer | Manufacturer | dd_phys_field | No | No | No | Yes | ABB Avon Bell Lumber Bentex Linger Switchgear Bharat Heavy Electricals Capital Meters ECE Elymer Electrics GEC Alsthom General Electric Genus Infrastructures Havells Himachal Energy Hpl Electric & Power Indotech Switchgear & Controls (Delhi) International Paper J.H. Baxter Jaipur Electronics Jnj Powercom Juvas Koppers L.D. McFarland Landis & Gyr Larsen & Toubro Montel Limited North Pacfic Lumber Oeser Other Palmohan Pole Star Powertech Secure Meter SquareD Stella-Jones Suzhou Power Meter Taylor Lumber Unknown Visiontek Westinghouse Weyerhaeuser ZEN | NA | No | 10
Segments | eo_wire | Wire | tp_date_of_creation_in_gis | Date of Creation in GIS | dd_phys_field | No | No | No | No |  | ds_date | No | 10
Segments | eo_wire | Wire | asset_id | Asset ID | dd_phys_field | No | No | No | No |  | ds_char16_vector | No | 36
Segments | eo_wire | Wire | tp_migration_unique_id | Migration Unique Id | dd_phys_field | No | No | No | No |  | ds_char16_vector | No | 32
Segments | eo_wire | Wire | manufacturer_ampacity | Manufacturer Ampacity | dd_derived_field | No | No | No | No |  | integer | No | 10
Segments | eo_fiber_optic | Fiber Optic | tp_date_manufactured | Date Manufactured | dd_phys_field | No | No | No | No |  | ds_date | No | 10
Segments | eo_fiber_optic | Fiber Optic | tp_circle_code | Circle Code | dd_phys_field | No | No | No | Yes | 0 21 29 31 34 35 71 Unknown | NA | No | 10
Segments | eo_fiber_optic | Fiber Optic | owner_type | Owner Type | dd_phys_field | No | No | No | Yes | Company Owned Customer Customer Owned Electric Utility-TPSODL Foreign Owned Other Utility Owned Unknown | NA | Yes | 16
Segments | eo_fiber_optic | Fiber Optic | tp_data_updated_by_in_gis | Data Updated By in GIS | dd_phys_field | No | No | No | No |  | ds_char16_vector | No | 32
Segments | eo_fiber_optic | Fiber Optic | tp_leased_cores | Leased Cores | dd_phys_field | No | No | No | Yes | 0 1 10 12 13 2 3 4 5 6 7 8 9 Unknown | NA | No | 10
Segments | eo_fiber_optic | Fiber Optic | leader_line | Leader Line | dd_geom_field | simple_chain | No | No | No |  | NA | No | 10
Segments | eo_fiber_optic | Fiber Optic | tp_number_of_cores | Number of cores | dd_phys_field | No | No | No | Yes | 0 1 10 12 13 2 3 4 5 6 7 8 9 Unknown | NA | No | 10
Segments | eo_fiber_optic | Fiber Optic | tp_date_of_de_commissioning | Date of De-Commissioning | dd_phys_field | No | No | No | No |  | ds_date | No | 10
Segments | eo_fiber_optic | Fiber Optic | tp_sub_division_code | Sub Division Code | dd_phys_field | No | No | No | Yes | 0 1 2 3 4 5 6 Unknown | NA | No | 10
Segments | eo_fiber_optic | Fiber Optic | tp_section_code | Section Code | dd_phys_field | No | No | No | Yes | 0 1 2 3 4 5 6 Unknown | NA | No | 10
Segments | eo_fiber_optic | Fiber Optic | tp_sub_mounting | Sub Mounting | dd_phys_field | No | No | No | Yes | Basement Elevated Joist Kiosk Lattice Welded Others PCC Pole Panel Mounted Platform Mounted Plinth Pole Rail Steel Tubular Pole Stilt Mounted Tower Unknown | NA | No | 10
Segments | eo_fiber_optic | Fiber Optic | asset_id | Asset Id | dd_phys_field | No | No | No | No |  | ds_char16_vector | No | 36
Segments | eo_fiber_optic | Fiber Optic | mounting | Mounting | dd_phys_field | No | No | No | Yes | Overhead Underground Unknown | NA | Yes | 13
Segments | eo_fiber_optic | Fiber Optic | tp_service_provider | Service Provider | dd_phys_field | No | No | No | No |  | ds_char16_vector | No | 32
Segments | eo_fiber_optic | Fiber Optic | exi_route | exi_route | dd_geom_field | chain | No | No | No |  | NA | No | 10
Segments | eo_fiber_optic | Fiber Optic | annotation | Annotation | dd_geom_field | text | No | No | No |  | NA | No | 10
Segments | eo_fiber_optic | Fiber Optic | tp_work_order_id | Work Order ID | dd_phys_field | No | No | No | No |  | ds_char16_vector | No | 64
Segments | eo_fiber_optic | Fiber Optic | tp_sub_locality | Sub Locality | dd_phys_field | No | No | No | No |  | ds_char16_vector | No | 250
Segments | eo_fiber_optic | Fiber Optic | owner_name | Owner Name | dd_phys_field | No | No | No | No |  | ds_char16_vector | No | 120
Segments | eo_fiber_optic | Fiber Optic | tp_date_of_commissioning | Date of Commissioning | dd_phys_field | No | No | No | No |  | ds_date | No | 10
Segments | eo_fiber_optic | Fiber Optic | tp_time_of_data_collection | Time of data collection | dd_phys_field | No | No | No | No |  | ds_char16_vector | No | 12
Segments | eo_fiber_optic | Fiber Optic | remarks_annotation | Remarks Annotation | dd_geom_field | text | No | No | No |  | NA | No | 10
Segments | eo_fiber_optic | Fiber Optic | tp_date_of_data_collection | Date of Data collection | dd_phys_field | No | No | No | No |  | ds_date | No | 10
Segments | eo_fiber_optic | Fiber Optic | source_id | Source Id | dd_phys_field | No | No | No | No |  | integer | No | 10
Segments | eo_fiber_optic | Fiber Optic | tp_number | Number | dd_phys_field | No | No | No | No |  | integer | No | 10
Segments | eo_fiber_optic | Fiber Optic | tp_installation_type | Installation Type | dd_phys_field | No | No | No | Yes | Combination In Door Out Door Unknown | NA | No | 10
Segments | eo_fiber_optic | Fiber Optic | route | Route | dd_geom_field | chain | No | No | No |  | NA | No | 10
Segments | eo_fiber_optic | Fiber Optic | ina_route | ina_route | dd_geom_field | chain | No | No | No |  | NA | No | 10
Segments | eo_fiber_optic | Fiber Optic | tp_ea_equipment_id | EA Equipment ID | dd_phys_field | No | No | No | No |  | ds_char16_vector | No | 32
Segments | eo_fiber_optic | Fiber Optic | tp_section_name | Section Name | dd_phys_field | No | No | No | Yes | Eso Adava Eso Ambapua Eso Aska-1 Eso B Singipur Eso Badagada Eso Baipariguda Eso Balimela Eso Balipadar Eso Balisira Eso Balliguda Eso Bandhugaon Eso Baunsuni Eso Beguniapada Eso Belaguntha Eso Bhejiput Eso Bissam Ctc Eso Bomakei Eso Boriguma Eso Boudh Eso Budhamba Eso Buguda Eso Chandahandi Eso Chandragiri Eso Chatrapur-i Eso Chatrapur-ii Eso Chikiti Eso Chirikipada Eso Dabugam Eso Daringibadi Eso Dharakote Eso Digapahandi Eso E S O-i Eso E S O-ii Eso E.s.o.no.1 Eso E.s.o.no.2 Eso E.s.o.no.3 Eso G.nuagam-2 Eso G.udayagiri Eso Gandhinagar Eso Ganjam Eso Garabandha Eso Golanthara Eso Gopalpur Eso Gudari Eso Gumma Eso Gumuda Eso Gunupur Eso Gunupur Rural Eso Head Quarter Eso Hinjilicut Eso J N Prasad Eso J.k.pur Eso Jagapur Eso Jharigam Eso Jyp No.1 Eso Jyp No.2 Eso Jyp No.3 Eso K B Pur Eso K S Nagar Eso Kakiriguma Eso Kalimela Eso Kanchuru Eso Kanisi Eso Kanteipally Eso Kasinagar Eso Kasipur Eso Keshpur Eso Khajuripada Eso Khajuripada-i Eso Khallikote Eso Kodala Eso Konkarada Eso Koraput Sec-i Eso Koraput Sec-ii Eso Kosagumuda Eso Kotpad Eso Kukudakhandi Eso Kundra Eso Lanjipally Eso Lathi Eso Laxmipur Eso Luchapada Eso Malkangiri Eso Malud Eso Manamunda Eso Mathili Eso Medical Eso Mohana Eso Muniguda Eso Nabarangpur Eso Nabarangpur Rural Eso Nandapur Eso Nuagam-1 Eso Nuagam-2 Eso Nuapada Eso P S Pur Eso Padmapur Eso Papadahandi Eso Paralakhemundi Eso Parlakhemundi Rural Eso Patrapur Eso Pattangi Eso Pattapur Eso Phiringia Eso Phulbani Eso Pitala Eso Polosara Eso Pudamari Eso Purunakatak Eso R.Udaygiri Eso Raigada Eso Raighar Eso Raikia Eso Rambha Eso Ramnaguda Eso Randhapalli Eso Rayagada Rural Eso Rayagada-1 Eso Rayagada-2 Eso Sheragada Eso Sikarpai Eso Similiguda Eso Soroda Eso Sunabeda Eso Surangi Eso T Khunti Eso Taratarini Eso Therubali Eso Tikabali Eso Tilisingi Eso Tumudibandha Eso Umerkote Eso University Eso Upalada Unknown | NA | No | 10
Segments | eo_fiber_optic | Fiber Optic | tp_pin_code | Pin Code | dd_phys_field | No | No | No | No |  | integer | No | 10
Segments | eo_fiber_optic | Fiber Optic | pro_rep_route | pro_rep_route | dd_geom_field | chain | No | No | No |  | NA | No | 10
Segments | eo_fiber_optic | Fiber Optic | tp_cyme_id | CYME Id | dd_phys_field | No | No | No | No |  | ds_char16_vector | No | 32
Segments | eo_fiber_optic | Fiber Optic | tp_company_id | Company ID | dd_phys_field | No | No | No | No |  | ds_char16_vector | No | 32
Segments | eo_fiber_optic | Fiber Optic | tp_locality | Locality | dd_phys_field | No | No | No | No |  | ds_char16_vector | No | 32
Segments | eo_fiber_optic | Fiber Optic | source_data | Source Data | dd_phys_field | No | No | No | No |  | ds_char16_vector | No | 6
Segments | eo_fiber_optic | Fiber Optic | tp_circle_name | Circle Name | dd_phys_field | No | No | No | Yes | Aska Berhampur Bhanjanagar City City Circle Jeypore Rayagada Raygada Unknown | NA | No | 10
Segments | eo_fiber_optic | Fiber Optic | pro_rem_route | pro_rem_route | dd_geom_field | chain | No | No | No |  | NA | No | 10
Segments | eo_fiber_optic | Fiber Optic | tp_migration_unique_id | Migration Unique Id | dd_phys_field | No | No | No | No |  | ds_char16_vector | No | 250
Segments | eo_fiber_optic | Fiber Optic | date_installed | Date Installed | dd_phys_field | No | No | No | No |  | ds_date | No | 19
Segments | eo_fiber_optic | Fiber Optic | tem_route | tem_route | dd_geom_field | chain | No | No | No |  | NA | No | 10
Segments | eo_fiber_optic | Fiber Optic | name | Name | dd_phys_field | No | No | No | No |  | ds_char16_vector | No | 128
Segments | eo_fiber_optic | Fiber Optic | tp_end_point | End Point | dd_phys_field | No | No | No | No |  | ds_char16_vector | No | 32
Segments | eo_fiber_optic | Fiber Optic | rem_route | rem_route | dd_geom_field | chain | No | No | No |  | NA | No | 10
Segments | eo_fiber_optic | Fiber Optic | manufacturer | Manufacturer | dd_phys_field | No | No | No | Yes | ABB Avon Bell Lumber Bentex Linger Switchgear Bharat Heavy Electricals Capital Meters ECE Elymer Electrics GEC Alsthom General Electric Genus Infrastructures Havells Himachal Energy Hpl Electric & Power Indotech Switchgear & Controls (Delhi) International Paper J.H. Baxter Jaipur Electronics Jnj Powercom Juvas Koppers L.D. McFarland Landis & Gyr Larsen & Toubro Montel Limited North Pacfic Lumber Oeser Other Palmohan Pole Star Powertech Secure Meter SquareD Stella-Jones Suzhou Power Meter Taylor Lumber Unknown Visiontek Westinghouse Weyerhaeuser ZEN | NA | No | 21
Segments | eo_fiber_optic | Fiber Optic | pro_aba_route | pro_aba_route | dd_geom_field | chain | No | No | No |  | NA | No | 10
Segments | eo_fiber_optic | Fiber Optic | tp_division_code | Division Code | dd_phys_field | No | No | No | Yes | 0 1 2 3 4 5 6 Unknown | NA | No | 10
Segments | eo_fiber_optic | Fiber Optic | tp_free_cores | Free Cores | dd_phys_field | No | No | No | Yes | 0 1 10 12 13 2 3 4 5 6 7 8 9 Unknown | NA | No | 10
Segments | eo_fiber_optic | Fiber Optic | id | Id | dd_phys_field | No | No | No | No |  | integer | Yes | 10
Segments | eo_fiber_optic | Fiber Optic | tp_sub_division_name | Sub Division Name | dd_phys_field | No | No | No | Yes | Aska Balimela Balliguda Belaguntha Bhanjanagar-i Bhanjanagar-ii Bijipur Bijipur-Industrial Bissam Cuttack Boriguma Boudh Buguda Chatrapur Chikiti Digapahandi G Udayagiri Gopalpur Gumuda Gunupur Hinjilicut JESD-1 JESD-2 Kabisuryanagar Kanisi Kasinagar Khallikote Kodala Koraput Laxmipur Malkangiri Manmunda Mohana Nawarangpur Nuagam Papadahandi Paralakhemundi Phulbani Polasara Purushottampur R Udaygiri Rambha Raygada SDO-1 SDO-2 SDO-3 SDO-4 Sheragada Sorada Sunabeda Therubali Umarkote Unknown Uppalada | NA | No | 10
Segments | eo_fiber_optic | Fiber Optic | tp_division_name | Division Name | dd_phys_field | No | No | No | Yes | Aska-1 Aska-2 Berhampur Division-1 Berhampur Division-2 Berhampur Division-3 Bhanjanagar Boudh Ganjam North Ganjam South Gunupur Hinjilicut Jeypore Koraput Malkangiri Nawarangpur Paralakhemundi Phulbani Purushottampur Raygada Unknown | NA | No | 10
Segments | eo_fiber_optic | Fiber Optic | remarks_id | remarks_id | dd_phys_field | No | No | No | No |  | integer | Yes | 10
Segments | eo_fiber_optic | Fiber Optic | tp_surveyor_remark_id | Tp Surveyor Remark Id | dd_phys_field | No | No | No | No |  | integer | No | 10
Segments | eo_fiber_optic | Fiber Optic | tp_city | City | dd_phys_field | No | No | No | Yes | Others Unknown | NA | No | 10
Segments | eo_fiber_optic | Fiber Optic | tp_date_of_creation_in_gis | Date of Creation in GIS | dd_phys_field | No | No | No | No |  | ds_char16_vector | No | 32
Segments | eo_fiber_optic | Fiber Optic | tp_address | Address | dd_phys_field | No | No | No | No |  | ds_char16_vector | No | 32
Segments | eo_fiber_optic | Fiber Optic | tp_date_of_last_updation_in_gis | Date Last Updated in GIS | dd_phys_field | No | No | No | No |  | ds_date | No | 10
Segments | eo_fiber_optic | Fiber Optic | tp_geometric_length | Geometric Length | dd_phys_field | No | No | No | No |  | float | No | 10
Segments | eo_fiber_optic | Fiber Optic | type | Type | dd_phys_field | No | No | No | Yes | ADSS Armored Dielectric Lashed OPGW Unknown | NA | No | 12
Segments | eo_fiber_optic | Fiber Optic | tp_road_name | Road Name | dd_phys_field | No | No | No | No |  | ds_char16_vector | No | 32
Segments | eo_fiber_optic | Fiber Optic | tp_ward_code | Ward Code | dd_phys_field | No | No | No | Yes | 0 1 2 3 4 5 6 Unknown | NA | No | 10
Segments | eo_fiber_optic | Fiber Optic | tp_warranty_end_date | Warranty End Date | dd_phys_field | No | No | No | No |  | ds_date | No | 10
Segments | eo_fiber_optic | Fiber Optic | tp_date_of_last_maintenance | Date of Last Maintenance | dd_phys_field | No | No | No | No |  | ds_char16_vector | No | 32
Segments | eo_fiber_optic | Fiber Optic | pro_route | pro_route | dd_geom_field | chain | No | No | No |  | NA | No | 10
Segments | eo_fiber_optic | Fiber Optic | status | Lifecycle Status | dd_phys_field | No | No | No | Yes | Abandoned Existing Inactive Proposed Abandon Proposed Install Proposed Relocate Proposed Remove Proposed Replace Removed Temporary | NA | Yes | 18
Segments | eo_fiber_optic | Fiber Optic | tp_start_point | Start Point | dd_phys_field | No | No | No | No |  | ds_char16_vector | No | 32
Segments | eo_fiber_optic | Fiber Optic | aba_route | aba_route | dd_geom_field | chain | No | No | No |  | NA | No | 10
Segments | eo_fiber_optic | Fiber Optic | tp_data_collected_by | Data Collected By | dd_phys_field | No | No | No | No |  | ds_char16_vector | No | 32
Segments | eo_cable | Cable | source_id | Source ID | dd_phys_field | No | No | No | No |  | integer | No | 10
Segments | eo_cable | Cable | tp_insulation_type | Insulation Type | dd_phys_field | No | No | No | Yes | ABC Extra-XLPE Oil Others PILC PVC Polyethene Rubber Unknown XLPE | NA | Yes | 10
Segments | eo_cable | Cable | resistance_50 | Resistance 50 | dd_derived_field | No | No | No | No |  | float | No | 10
Segments | eo_cable | Cable | tp_rated_voltage | Rated Voltage | dd_phys_field | No | No | No | No |  | float | No | 10
Segments | eo_cable | Cable | tp_date_of_last_maintenance | Date of Last Maintenance | dd_phys_field | No | No | No | No |  | ds_date | No | 10
Segments | eo_cable | Cable | past_installation | Past Installation | dd_join_field | No | Cable Segment | join_via | No |  | NA | No | 20
Segments | eo_cable | Cable | cross_section_elements | Cross Section Elements | dd_join_field | No | Cross Section Element | 1:N | No |  | NA | No | 20
Segments | eo_cable | Cable | tp_ea_equipment_id | EA Equipment ID | dd_phys_field | No | No | No | No |  | ds_char16_vector | No | 32
Segments | eo_cable | Cable | size_val | Size | dd_derived_field | No | No | No | No |  | ds_char16_vector | No | 10
Segments | eo_cable | Cable | specification | Specification | dd_join_field | No | Cable Spec | 0:N | No |  | NA | No | 20
Segments | eo_cable | Cable | alias | Alias | dd_phys_field | No | No | No | No |  | ds_char16_vector | No | 64
Segments | eo_cable | Cable | id | Id | dd_phys_field | No | No | No | No |  | integer | Yes | 10
Segments | eo_cable | Cable | existing_phases | Existing Phases | dd_join_field | No | Cable Existing Phase | 1:n | No |  | NA | No | 20
Segments | eo_cable | Cable | stranding | Stranding | dd_derived_field | No | No | No | No |  | ds_char16_vector | No | 10
Segments | eo_cable | Cable | alias_description | Alias Description | dd_derived_field | No | No | No | No |  | ds_char16_vector | No | 255
Segments | eo_cable | Cable | resistance_25 | Resistance 25 | dd_derived_field | No | No | No | No |  | float | No | 10
Segments | eo_cable | Cable | future_installation | Future Installation | dd_join_field | No | Cable Segment | join_via | No |  | NA | No | 20
Segments | eo_cable | Cable | capacitance | Capacitance | dd_derived_field | No | No | No | No |  | float | No | 10
Segments | eo_cable | Cable | tp_serial_number | Serial Number | dd_phys_field | No | No | No | No |  | ds_char16_vector | No | 32
Segments | eo_cable | Cable | material | Material | dd_derived_field | No | No | No | No |  | ds_char16_vector | No | 10
Segments | eo_cable | Cable | company_ampacity | Company Ampacity | dd_derived_field | No | No | No | No |  | integer | No | 10
Segments | eo_cable | Cable | rated_strength | Rated Strength | dd_derived_field | No | No | No | No |  | ds_char16_vector | No | 10
Segments | eo_cable | Cable | weight | Weight | dd_derived_field | No | No | No | No |  | float | No | 10
Segments | eo_cable | Cable | remarks_annotation | Remarks Annotation | dd_geom_field | text | No | No | No |  | NA | No | 10
Segments | eo_cable | Cable | date_acquired | Date Acquired | dd_phys_field | No | No | No | No |  | ds_date | No | 19
Segments | eo_cable | Cable | asset_id | Asset ID | dd_phys_field | No | No | No | No |  | ds_char16_vector | No | 36
Segments | eo_cable | Cable | tp_migration_unique_id | Migration Unique Id | dd_phys_field | No | No | No | No |  | ds_char16_vector | No | 32
Segments | eo_cable | Cable | future_phases | Future Phases | dd_join_field | No | Cable Future Phase | 1:n | No |  | NA | No | 20
Segments | eo_cable | Cable | date_manufactured | Date Manufactured | dd_phys_field | No | No | No | No |  | ds_date | No | 19
Segments | eo_cable | Cable | treatments | Treatments | dd_join_field | No | Treatment | M:N | No |  | NA | No | 20
Segments | eo_cable | Cable | source_data | Source Data | dd_phys_field | No | No | No | No |  | ds_char16_vector | No | 6
Segments | eo_cable | Cable | specification_description | Specification Description | dd_derived_field | No | No | No | No |  | ds_char16_vector | No | 10
Segments | eo_cable | Cable | manufacturer | Manufacturer | dd_phys_field | No | No | No | Yes | ABB Avon Bell Lumber Bentex Linger Switchgear Bharat Heavy Electricals Capital Meters ECE Elymer Electrics GEC Alsthom General Electric Genus Infrastructures Havells Himachal Energy Hpl Electric & Power Indotech Switchgear & Controls (Delhi) International Paper J.H. Baxter Jaipur Electronics Jnj Powercom Juvas Koppers L.D. McFarland Landis & Gyr Larsen & Toubro Montel Limited North Pacfic Lumber Oeser Other Palmohan Pole Star Powertech Secure Meter SquareD Stella-Jones Suzhou Power Meter Taylor Lumber Unknown Visiontek Westinghouse Weyerhaeuser ZEN | NA | No | 10
Segments | eo_cable | Cable | minimum_bend_radius | Minimum Bend Radius | dd_derived_field | No | No | No | No |  | float | No | 10
Segments | eo_cable | Cable | past_phases | Past Phases | dd_join_field | No | Cable Past Phase | 1:n | No |  | NA | No | 20
Segments | eo_cable | Cable | existing_installation | Existing Installation | dd_join_field | No | Cable Segment | join_via | No |  | NA | No | 20
Segments | eo_cable | Cable | remarks_id | Remarks Id | dd_phys_field | No | No | No | No |  | integer | Yes | 10
Segments | eo_cable | Cable | manufacturer_ampacity | Manufacturer Ampacity | dd_derived_field | No | No | No | No |  | integer | No | 10
Segments | eo_connector_point | Connector Point | date_manufactured | Date Manufactured | dd_phys_field | No | No | No | No |  | ds_date | No | 19
Segments | eo_connector_point | Connector Point | serial_number | Serial Number | dd_phys_field | No | No | No | No |  | ds_char16_vector | No | 20
Segments | eo_connector_point | Connector Point | remarks_id | Remarks Id | dd_phys_field | No | No | No | No |  | integer | Yes | 10
Segments | eo_connector_point | Connector Point | remarks_annotation | Remarks Annotation | dd_geom_field | text | No | No | No |  | NA | No | 10
Segments | eo_connector_point | Connector Point | existing_installation | Existing Installation | dd_join_field | No | Connector Point Installation | join_via | No |  | NA | No | 20
Segments | eo_connector_point | Connector Point | specification_description | Specification Description | dd_derived_field | No | No | No | No |  | ds_char16_vector | No | 10
Segments | eo_connector_point | Connector Point | device_type | Device Type | dd_phys_field | No | No | No | Yes | Branch Point Breach Cable Joint Cable Straight Through Joint Cable Termination Earth End Point Mains Pothead Service Splice Straight Termination Unknown Wire Change Wire Joint | NA | Yes | 10
Segments | eo_connector_point | Connector Point | tp_data_collected_by | Data Collected By | dd_phys_field | No | No | No | No |  | ds_char16_vector | No | 32
Segments | eo_connector_point | Connector Point | source_data | Source Data | dd_phys_field | No | No | No | No |  | ds_char16_vector | No | 6
Segments | eo_connector_point | Connector Point | tp_date_of_creation_in_gis | Date of Creation in GIS | dd_phys_field | No | No | No | No |  | ds_date | No | 10
Segments | eo_connector_point | Connector Point | tp_date_of_data_collection | Date of Data collection | dd_phys_field | No | No | No | No |  | ds_char16_vector | No | 32
Segments | eo_connector_point | Connector Point | alias_description | Alias Description | dd_derived_field | No | No | No | No |  | ds_char16_vector | No | 255
Segments | eo_connector_point | Connector Point | tp_data_updated_by_in_gis | Data Updated By in GIS | dd_phys_field | No | No | No | No |  | ds_char16_vector | No | 32
Segments | eo_connector_point | Connector Point | date_acquired | Date Acquired | dd_phys_field | No | No | No | No |  | ds_date | No | 19
Segments | eo_connector_point | Connector Point | tp_date_of_last_updation_in_gis | Date Last Updated in GIS | dd_phys_field | No | No | No | No |  | ds_date | No | 10
Segments | eo_connector_point | Connector Point | manufacturer | Manufacturer | dd_phys_field | No | No | No | Yes | ABB Avon Bell Lumber Bentex Linger Switchgear Bharat Heavy Electricals Capital Meters ECE Elymer Electrics GEC Alsthom General Electric Genus Infrastructures Havells Himachal Energy Hpl Electric & Power Indotech Switchgear & Controls (Delhi) International Paper J.H. Baxter Jaipur Electronics Jnj Powercom Juvas Koppers L.D. McFarland Landis & Gyr Larsen & Toubro Montel Limited North Pacfic Lumber Oeser Other Palmohan Pole Star Powertech Secure Meter SquareD Stella-Jones Suzhou Power Meter Taylor Lumber Unknown Visiontek Westinghouse Weyerhaeuser ZEN | NA | No | 10
Segments | eo_connector_point | Connector Point | tp_migration_unique_id | Migration Unique Id | dd_phys_field | No | No | No | No |  | ds_char16_vector | No | 32
Segments | eo_connector_point | Connector Point | specification | Specification | dd_join_field | No | Connector Point Spec | 0:N | No |  | NA | No | 20
Segments | eo_connector_point | Connector Point | asset_id | Asset ID | dd_phys_field | No | No | No | No |  | ds_char16_vector | No | 36
Segments | eo_connector_point | Connector Point | tp_time_of_data_collection | Time of data collection | dd_phys_field | No | No | No | No |  | ds_char16_vector | No | 32
Segments | eo_connector_point | Connector Point | tp_sub_type | Sub Type | dd_phys_field | No | No | No | Yes | Cold Shrink Conventional Epoxy Heat Shrink Others Pre Molded Push On Sealing End Straight Through Termination Transition Unknown | NA | No | 10
Segments | eo_connector_point | Connector Point | future_installation | Future Installation | dd_join_field | No | Connector Point Installation | join_via | No |  | NA | No | 20
Segments | eo_connector_point | Connector Point | past_phases | Past Phases | dd_join_field | No | Connector Point Past Phase | 1:n | No |  | NA | No | 20
Segments | eo_connector_point | Connector Point | tp_date_of_last_maintenance | Date of Last Maintenance | dd_phys_field | No | No | No | No |  | ds_date | No | 10
Segments | eo_connector_point | Connector Point | source_id | Source ID | dd_phys_field | No | No | No | No |  | integer | No | 10
Segments | eo_connector_point | Connector Point | existing_phases | Existing Phases | dd_join_field | No | Connector Point Existing Phase | 1:n | No |  | NA | No | 20
Segments | eo_connector_point | Connector Point | id | Id | dd_phys_field | No | No | No | No |  | integer | Yes | 10
Segments | eo_connector_point | Connector Point | past_installation | Past Installation | dd_join_field | No | Connector Point Installation | join_via | No |  | NA | No | 20
Segments | eo_connector_point | Connector Point | future_phases | Future Phases | dd_join_field | No | Connector Point Future Phase | 1:n | No |  | NA | No | 20
Segments | eo_connector_point | Connector Point | alias | Alias | dd_phys_field | No | No | No | No |  | ds_char16_vector | No | 64
Segments | eo_cable_segment_inst | Cable Segment | location_description_id | location_description_id | dd_phys_field | No | No | No | No |  | integer | Yes | 10
Segments | eo_cable_segment_inst | Cable Segment | route | Route | dd_geom_field | chain | No | No | No |  | NA | No | 10
Segments | eo_cable_segment_inst | Cable Segment | circuit_and_section_boundary | Circuit/Section Boundary | dd_join_field | No | Circuit | M:N | No |  | NA | No | 20
Segments | eo_cable_segment_inst | Cable Segment | tp_date_of_last_updation_in_gis | Date Last Updated in GIS | dd_phys_field | No | No | No | No |  | ds_date | No | 10
Segments | eo_cable_segment_inst | Cable Segment | alias_description | Alias Description | dd_derived_field | No | No | No | No |  | ds_char16_vector | No | 255
Segments | eo_cable_segment_inst | Cable Segment | tp_locality | Locality | dd_phys_field | No | No | No | No |  | ds_char16_vector | No | 32
Segments | eo_cable_segment_inst | Cable Segment | route_other | Other Route | dd_geom_field | chain | No | No | No |  | NA | No | 10
Segments | eo_cable_segment_inst | Cable Segment | tp_number | Number | dd_phys_field | No | No | No | No |  | ds_char16_vector | No | 12
Segments | eo_cable_segment_inst | Cable Segment | status | Lifecycle Status | dd_phys_field | No | No | No | Yes | Abandoned Existing Inactive Proposed Abandon Proposed Install Proposed Relocate Proposed Remove Proposed Replace Removed Temporary | NA | Yes | 10
Segments | eo_cable_segment_inst | Cable Segment | tp_date_of_data_collection | Date of Data collection | dd_phys_field | No | No | No | No |  | ds_char16_vector | No | 32
Segments | eo_cable_segment_inst | Cable Segment | future_phasing | Future Phasing | dd_derived_field | No | No | No | Yes | A AB ABC ABCN ABCNE ABN ABNE AC ACB ACBN ACN ACNE AN ANE B BA BAC BACN BAN BC BCA BCAN BCN BCNE BN BNE BR C CA CAB CABN CAN CB CBA CBAN CBN CN CNE Earth Neutral Neutral-Earth Not Applicable R RB RY RYB RYBN Static Unknown Y YB | NA | No | 10
Segments | eo_cable_segment_inst | Cable Segment | usage | Usage | dd_phys_field | No | No | No | Yes | Backbone Backbone Tap Control Cable EHV Feeder Extended Backbone HV Feeder Jumper LV Feeder Networked Secondary Others Private Light Public Light Secondary Service Service Line Street Light Transmission Unknown | NA | No | 11
Segments | eo_cable_segment_inst | Cable Segment | tp_cyme_id | CYME Id | dd_phys_field | No | No | No | No |  | ds_char16_vector | No | 32
Segments | eo_cable_segment_inst | Cable Segment | source_data | Source Data | dd_phys_field | No | No | No | No |  | ds_char16_vector | No | 6
Segments | eo_cable_segment_inst | Cable Segment | tp_surveyor_remark_id | Tp Surveyor Remark Id | dd_phys_field | No | No | No | No |  | integer | No | 10
Segments | eo_cable_segment_inst | Cable Segment | actual_length | Actual Length | dd_phys_field | No | No | No | No |  | float | No | 10
Segments | eo_cable_segment_inst | Cable Segment | tp_date_of_creation_in_gis | Date of Creation in GIS | dd_phys_field | No | No | No | No |  | ds_date | No | 10
Segments | eo_cable_segment_inst | Cable Segment | future_phases | Future Phases | dd_join_field | No | Cable Future Phase | 1:n | No |  | NA | No | 20
Segments | eo_cable_segment_inst | Cable Segment | remarks_id | remarks_id | dd_phys_field | No | No | No | No |  | integer | Yes | 10
Segments | eo_cable_segment_inst | Cable Segment | tp_company_id | Company ID | dd_phys_field | No | No | No | No |  | ds_char16_vector | No | 32
Segments | eo_cable_segment_inst | Cable Segment | circuit_id | Circuit ID | dd_derived_field | No | No | No | No |  | ds_char16_vector | No | 12
Segments | eo_cable_segment_inst | Cable Segment | tp_data_updated_by_in_gis | Data Updated By in GIS | dd_phys_field | No | No | No | No |  | ds_char16_vector | No | 32
Segments | eo_cable_segment_inst | Cable Segment | tp_migration_unique_id | Migration Unique Id | dd_phys_field | No | No | No | No |  | ds_char16_vector | No | 32
Segments | eo_cable_segment_inst | Cable Segment | calculated_length | Geometric Length | dd_derived_field | No | No | No | No |  | float | No | 10
Segments | eo_cable_segment_inst | Cable Segment | mounting | Mounting | dd_phys_field | No | No | No | Yes | Overhead Underground Unknown | NA | Yes | 10
Segments | eo_cable_segment_inst | Cable Segment | tp_division_code | Division Code | dd_phys_field | No | No | No | Yes | 0 1 2 3 4 5 6 Unknown | NA | No | 10
Segments | eo_cable_segment_inst | Cable Segment | route_hv | HV Route | dd_geom_field | chain | No | No | No |  | NA | No | 10
Segments | eo_cable_segment_inst | Cable Segment | tp_road_name | Road Name | dd_phys_field | No | No | No | No |  | ds_char16_vector | No | 32
Segments | eo_cable_segment_inst | Cable Segment | tp_feeder_name | Feeder Name | dd_phys_field | No | No | No | No |  | ds_char16_vector | No | 32
Segments | eo_cable_segment_inst | Cable Segment | length | Length | dd_derived_field | No | No | No | No |  | float | No | 10
Segments | eo_cable_segment_inst | Cable Segment | tp_pin_code | Pin Code | dd_phys_field | No | No | No | No |  | integer | No | 10
Segments | eo_cable_segment_inst | Cable Segment | remarks_annotation | Remarks Annotation | dd_geom_field | text | No | No | No |  | NA | No | 10
Segments | eo_cable_segment_inst | Cable Segment | alias | Alias | dd_phys_field | No | No | No | No |  | ds_char16_vector | No | 64
Segments | eo_cable_segment_inst | Cable Segment | tp_sub_division_code | Sub Division Code | dd_phys_field | No | No | No | Yes | 0 1 2 3 4 5 6 Unknown | NA | No | 10
Segments | eo_cable_segment_inst | Cable Segment | tp_joint_to_joint_length | Joint to Joint Length | dd_phys_field | No | No | No | No |  | float | No | 10
Segments | eo_cable_segment_inst | Cable Segment | tp_address | Address | dd_phys_field | No | No | No | No |  | ds_char16_vector | No | 32
Segments | eo_cable_segment_inst | Cable Segment | existing_phases | Existing Phases | dd_join_field | No | Cable Existing Phase | 1:n | No |  | NA | No | 20
Segments | eo_cable_segment_inst | Cable Segment | route_sub | Sub Route | dd_geom_field | chain | No | No | No |  | NA | No | 10
Segments | eo_cable_segment_inst | Cable Segment | tp_scada_control_id | SCADA Control ID | dd_phys_field | No | No | No | No |  | ds_char16_vector | No | 12
Segments | eo_cable_segment_inst | Cable Segment | installation_group | Installation Group | dd_join_field | No | Installation Group | 0:N | No |  | NA | No | 20
Segments | eo_cable_segment_inst | Cable Segment | id | Id | dd_phys_field | No | No | No | No |  | integer | Yes | 10
Segments | eo_cable_segment_inst | Cable Segment | tp_cable_type | Cable Type | dd_phys_field | No | No | No | Yes | ABC Extra-XLPE Oil Others PILC PVC Polyethene Rubber Unknown XLPE | NA | No | 10
Segments | eo_cable_segment_inst | Cable Segment | existing_assets | Existing Assets | dd_join_field | No | Cable | join_via | No |  | NA | No | 20
Segments | eo_cable_segment_inst | Cable Segment | markers | Markers | dd_join_field | No | Marker | M:N | No |  | NA | No | 20
Segments | eo_cable_segment_inst | Cable Segment | tp_sub_division_name | Sub Division Name | dd_phys_field | No | No | No | Yes | Aska Balimela Balliguda Belaguntha Bhanjanagar-i Bhanjanagar-ii Bijipur Bijipur-Industrial Bissam Cuttack Boriguma Boudh Buguda Chatrapur Chikiti Digapahandi G Udayagiri Gopalpur Gumuda Gunupur Hinjilicut JESD-1 JESD-2 Kabisuryanagar Kanisi Kasinagar Khallikote Kodala Koraput Laxmipur Malkangiri Manmunda Mohana Nawarangpur Nuagam Papadahandi Paralakhemundi Phulbani Polasara Purushottampur R Udaygiri Rambha Raygada SDO-1 SDO-2 SDO-3 SDO-4 Sheragada Sorada Sunabeda Therubali Umarkote Unknown Uppalada | NA | No | 10
Segments | eo_cable_segment_inst | Cable Segment | annotations | Annotations | dd_join_field | No | Cable Annotation | 1:n | No |  | NA | No | 20
Segments | eo_cable_segment_inst | Cable Segment | tp_section_code | Section Code | dd_phys_field | No | No | No | Yes | 0 1 2 3 4 5 6 Unknown | NA | No | 10
Segments | eo_cable_segment_inst | Cable Segment | future_assets | Future Assets | dd_join_field | No | Cable | join_via | No |  | NA | No | 20
Segments | eo_cable_segment_inst | Cable Segment | past_phases | Past Phases | dd_join_field | No | Cable Past Phase | 1:n | No |  | NA | No | 20
Segments | eo_cable_segment_inst | Cable Segment | tp_data_collected_by | Data Collected By | dd_phys_field | No | No | No | No |  | ds_char16_vector | No | 32
Segments | eo_cable_segment_inst | Cable Segment | tp_cable_support | Cable Support | dd_phys_field | No | No | No | Yes | Cable Cleating Cable Ducts Cable Trays Cable Trenches Cable on Soil Bed Others Pole Tower Unknown Wall Bracket | NA | No | 10
Segments | eo_cable_segment_inst | Cable Segment | network_type | Network Type | dd_phys_field | No | No | No | Yes | EHV HV LV MV Substation | NA | Yes | 10
Segments | eo_cable_segment_inst | Cable Segment | route_lv | LV Route | dd_geom_field | chain | No | No | No |  | NA | No | 10
Segments | eo_cable_segment_inst | Cable Segment | tp_warranty_end_date | Warranty End Date | dd_phys_field | No | No | No | No |  | ds_date | No | 10
Segments | eo_cable_segment_inst | Cable Segment | tp_time_of_data_collection | Time of data collection | dd_phys_field | No | No | No | No |  | ds_char16_vector | No | 32
Segments | eo_cable_segment_inst | Cable Segment | existing_neutral | Existing Neutral | dd_derived_field | No | No | No | Yes | No Shared Unknown Yes | NA | No | 10
Segments | eo_cable_segment_inst | Cable Segment | tp_cable_sick? | Cable Sick? | dd_phys_field | No | No | No | Yes | NA No Unknown Yes | NA | No | 10
Segments | eo_cable_segment_inst | Cable Segment | arrangement | Arrangement | dd_phys_field | No | No | No | Yes | Direct Buried Metallic Conduit Non Metallic Conduit Submersible | NA | No | 20
Segments | eo_cable_segment_inst | Cable Segment | tp_circle_name | Circle Name | dd_phys_field | No | No | No | Yes | Aska Berhampur Bhanjanagar City City Circle Jeypore Rayagada Raygada Unknown | NA | No | 10
Segments | eo_cable_segment_inst | Cable Segment | name | Name | dd_phys_field | No | No | No | No |  | ds_char16_vector | No | 64
Segments | eo_cable_segment_inst | Cable Segment | route_mv | MV Route | dd_geom_field | chain | No | No | No |  | NA | No | 10
Segments | eo_cable_segment_inst | Cable Segment | schematic_links | Schematic Links | dd_join_field | No | Schematic Link | M:N | No |  | NA | No | 20
Segments | eo_cable_segment_inst | Cable Segment | tp_number_of_core | Number of Core | dd_phys_field | No | No | No | Yes | 0 1 10 12 13 2 3 4 5 6 7 8 9 Unknown | NA | No | 10
Segments | eo_cable_segment_inst | Cable Segment | tp_sub_mounting | Sub Mounting | dd_phys_field | No | No | No | Yes | Basement Elevated Joist Kiosk Lattice Welded Others PCC Pole Panel Mounted Platform Mounted Plinth Pole Rail Steel Tubular Pole Stilt Mounted Tower Unknown | NA | No | 10
Segments | eo_cable_segment_inst | Cable Segment | circuit_and_section | Circuit/Section | dd_join_field | No | Circuit | M:N | No |  | NA | No | 20
Segments | eo_cable_segment_inst | Cable Segment | tp_division_name | Division Name | dd_phys_field | No | No | No | Yes | Aska-1 Aska-2 Berhampur Division-1 Berhampur Division-2 Berhampur Division-3 Bhanjanagar Boudh Ganjam North Ganjam South Gunupur Hinjilicut Jeypore Koraput Malkangiri Nawarangpur Paralakhemundi Phulbani Purushottampur Raygada Unknown | NA | No | 10
Segments | eo_cable_segment_inst | Cable Segment | tp_circle_code | Circle Code | dd_phys_field | No | No | No | Yes | 0 21 29 31 34 35 71 Unknown | NA | No | 10
Segments | eo_cable_segment_inst | Cable Segment | source_id | Source ID | dd_phys_field | No | No | No | No |  | integer | No | 10
Segments | eo_cable_segment_inst | Cable Segment | style_subcode | Style Subcode | dd_phys_field | No | No | No | Yes | Abandoned Existing Existing with change Inactive Proposed Abandon Proposed Install Proposed Relocate Proposed Remove Proposed Replace Removed Temporary | NA | No | 6
Segments | eo_cable_segment_inst | Cable Segment | circuit_source_stopper | Circuit Source/Stopper | dd_join_field | No | Circuit Source | 0:00 | No |  | NA | No | 20
Segments | eo_cable_segment_inst | Cable Segment | tp_city | City | dd_phys_field | No | No | No | Yes | Others Unknown | NA | No | 10
Segments | eo_cable_segment_inst | Cable Segment | reverse_flow_ind | Reverse Flow | dd_phys_field | No | No | No | No |  | maybe | Yes | 10
Segments | eo_cable_segment_inst | Cable Segment | tp_work_order_id | Work Order ID | dd_phys_field | No | No | No | No |  | ds_char16_vector | No | 64
Segments | eo_cable_segment_inst | Cable Segment | feeding_section | Feeding Section | dd_join_field | No | Circuit Section | M:N | No |  | NA | No | 20
Segments | eo_cable_segment_inst | Cable Segment | circuit_id2 | Circuit ID2 | dd_derived_field | No | No | No | No |  | ds_char16_vector | No | 12
Segments | eo_cable_segment_inst | Cable Segment | tp_end_pole | End Pole | dd_phys_field | No | No | No | No |  | ds_char16_vector | No | 32
Segments | eo_cable_segment_inst | Cable Segment | existing_phasing | Existing Phasing | dd_derived_field | No | No | No | Yes | A AB ABC ABCN ABCNE ABN ABNE AC ACB ACBN ACN ACNE AN ANE B BA BAC BACN BAN BC BCA BCAN BCN BCNE BN BNE BR C CA CAB CABN CAN CB CBA CBAN CBN CN CNE Earth Neutral Neutral-Earth Not Applicable R RB RY RYB RYBN Static Unknown Y YB | NA | No | 10
Segments | eo_cable_segment_inst | Cable Segment | tp_section_name | Section Name | dd_phys_field | No | No | No | Yes | Eso Adava Eso Ambapua Eso Aska-1 Eso B Singipur Eso Badagada Eso Baipariguda Eso Balimela Eso Balipadar Eso Balisira Eso Balliguda Eso Bandhugaon Eso Baunsuni Eso Beguniapada Eso Belaguntha Eso Bhejiput Eso Bissam Ctc Eso Bomakei Eso Boriguma Eso Boudh Eso Budhamba Eso Buguda Eso Chandahandi Eso Chandragiri Eso Chatrapur-i Eso Chatrapur-ii Eso Chikiti Eso Chirikipada Eso Dabugam Eso Daringibadi Eso Dharakote Eso Digapahandi Eso E S O-i Eso E S O-ii Eso E.s.o.no.1 Eso E.s.o.no.2 Eso E.s.o.no.3 Eso G.nuagam-2 Eso G.udayagiri Eso Gandhinagar Eso Ganjam Eso Garabandha Eso Golanthara Eso Gopalpur Eso Gudari Eso Gumma Eso Gumuda Eso Gunupur Eso Gunupur Rural Eso Head Quarter Eso Hinjilicut Eso J N Prasad Eso J.k.pur Eso Jagapur Eso Jharigam Eso Jyp No.1 Eso Jyp No.2 Eso Jyp No.3 Eso K B Pur Eso K S Nagar Eso Kakiriguma Eso Kalimela Eso Kanchuru Eso Kanisi Eso Kanteipally Eso Kasinagar Eso Kasipur Eso Keshpur Eso Khajuripada Eso Khajuripada-i Eso Khallikote Eso Kodala Eso Konkarada Eso Koraput Sec-i Eso Koraput Sec-ii Eso Kosagumuda Eso Kotpad Eso Kukudakhandi Eso Kundra Eso Lanjipally Eso Lathi Eso Laxmipur Eso Luchapada Eso Malkangiri Eso Malud Eso Manamunda Eso Mathili Eso Medical Eso Mohana Eso Muniguda Eso Nabarangpur Eso Nabarangpur Rural Eso Nandapur Eso Nuagam-1 Eso Nuagam-2 Eso Nuapada Eso P S Pur Eso Padmapur Eso Papadahandi Eso Paralakhemundi Eso Parlakhemundi Rural Eso Patrapur Eso Pattangi Eso Pattapur Eso Phiringia Eso Phulbani Eso Pitala Eso Polosara Eso Pudamari Eso Purunakatak Eso R.Udaygiri Eso Raigada Eso Raighar Eso Raikia Eso Rambha Eso Ramnaguda Eso Randhapalli Eso Rayagada Rural Eso Rayagada-1 Eso Rayagada-2 Eso Sheragada Eso Sikarpai Eso Similiguda Eso Soroda Eso Sunabeda Eso Surangi Eso T Khunti Eso Taratarini Eso Therubali Eso Tikabali Eso Tilisingi Eso Tumudibandha Eso Umerkote Eso University Eso Upalada Unknown | NA | No | 10
Segments | eo_cable_segment_inst | Cable Segment | tp_scada_monitor_id | SCADA Monitor ID | dd_phys_field | No | No | No | No |  | ds_char16_vector | No | 12
Segments | eo_cable_segment_inst | Cable Segment | phase_context | Phase Context | dd_phys_field | No | No | No | Yes | Unknown | NA | Yes | 10
Segments | eo_cable_segment_inst | Cable Segment | tp_ward_code | Ward Code | dd_phys_field | No | No | No | Yes | 0 1 2 3 4 5 6 Unknown | NA | No | 10
Segments | eo_cable_segment_inst | Cable Segment | nominal_voltage_pp | Nominal Voltage (P-P) | dd_phys_field | No | No | No | Yes | 0.000 V 110.000 V 120.000 V 208.000 V 220.000 V 230.000 V 240.000 V 415.000 V 2.400 kV 4.160 kV 6.600 kV 8.000 kV 11.000 kV 12.470 kV 23.900 kV 33.000 kV 66.000 kV 115.000 kV 132.000 kV 220.000 kV 433.000 kV | NA | No | 10
Segments | eo_cable_segment_inst | Cable Segment | tp_group_with | Group With | dd_phys_field | No | No | No | Yes | DSS Feeder(Incoming/Outgoing) GSS HV Consumer PSS Pole Switchgear Unknown | NA | No | 10
Segments | eo_cable_segment_inst | Cable Segment | accurate_route_length | Accurate Route Length | dd_derived_field | No | No | No | No |  | float | No | 10
Segments | eo_cable_segment_inst | Cable Segment | future_neutral | Future Neutral | dd_derived_field | No | No | No | Yes | No Shared Unknown Yes | NA | No | 10
Segments | eo_cable_segment_inst | Cable Segment | owner_type | Owner Type | dd_phys_field | No | No | No | Yes | Company Owned Customer Customer Owned Electric Utility-TPSODL Foreign Owned Other Utility Owned Unknown | NA | Yes | 16
Segments | eo_cable_segment_inst | Cable Segment | bay | Bay | dd_join_field | No | Bay | 0:N | No |  | NA | No | 20
Segments | eo_cable_segment_inst | Cable Segment | past_assets | Past Assets | dd_join_field | No | Cable | join_via | No |  | NA | No | 20
Segments | eo_cable_segment_inst | Cable Segment | tp_sub_locality | Sub Locality | dd_phys_field | No | No | No | No |  | ds_char16_vector | No | 32
Segments | eo_cable_segment_inst | Cable Segment | owner_name | Owner Name | dd_phys_field | No | No | No | Yes | Cable Company Customer Electric Utility Telephone Company Unknown | NA | No | 10
Segments | eo_cable_segment_inst | Cable Segment | tp_start_pole | Start Pole | dd_phys_field | No | No | No | No |  | ds_char16_vector | No | 32
Segments | eo_wire_segment_inst | Wire Segment | location_description_id | location_description_id | dd_phys_field | No | No | No | No |  | integer | Yes | 10
Segments | eo_wire_segment_inst | Wire Segment | route | Route | dd_geom_field | chain | No | No | No |  | NA | No | 10
Segments | eo_wire_segment_inst | Wire Segment | circuit_and_section_boundary | Circuit/Section Boundary | dd_join_field | No | Circuit | M:N | No |  | NA | No | 20
Segments | eo_wire_segment_inst | Wire Segment | alias_description | Alias Description | dd_derived_field | No | No | No | No |  | ds_char16_vector | No | 255
Segments | eo_wire_segment_inst | Wire Segment | feeding_section | Feeding Section | dd_join_field | No | Circuit Section | M:N | No |  | NA | No | 20
Segments | eo_wire_segment_inst | Wire Segment | tp_cyme_id | CYME Id | dd_phys_field | No | No | No | No |  | ds_char16_vector | No | 32
Segments | eo_wire_segment_inst | Wire Segment | tp_number | Number | dd_phys_field | No | No | No | No |  | ds_char16_vector | Yes | 12
Segments | eo_wire_segment_inst | Wire Segment | status | Lifecycle Status | dd_phys_field | No | No | No | Yes | Abandoned Existing Inactive Proposed Abandon Proposed Install Proposed Relocate Proposed Remove Proposed Replace Removed Temporary | NA | Yes | 10
Segments | eo_wire_segment_inst | Wire Segment | future_phasing | Future Phasing | dd_derived_field | No | No | No | Yes | A AB ABC ABCN ABCNE ABN ABNE AC ACB ACBN ACN ACNE AN ANE B BA BAC BACN BAN BC BCA BCAN BCN BCNE BN BNE BR C CA CAB CABN CAN CB CBA CBAN CBN CN CNE Earth Neutral Neutral-Earth Not Applicable R RB RY RYB RYBN Static Unknown Y YB | NA | No | 10
Segments | eo_wire_segment_inst | Wire Segment | tp_date_of_commissioning | Date of Commissioning | dd_phys_field | No | No | No | No |  | ds_date | No | 10
Segments | eo_wire_segment_inst | Wire Segment | tp_scada_control_id | SCADA Control ID | dd_phys_field | No | No | No | No |  | ds_char16_vector | No | 12
Segments | eo_wire_segment_inst | Wire Segment | source_data | Source Data | dd_phys_field | No | No | No | No |  | ds_char16_vector | No | 6
Segments | eo_wire_segment_inst | Wire Segment | tp_surveyor_remark_id | Tp Surveyor Remark Id | dd_phys_field | No | No | No | No |  | integer | No | 10
Segments | eo_wire_segment_inst | Wire Segment | actual_length | Actual Length | dd_phys_field | No | No | No | No |  | float | No | 10
Segments | eo_wire_segment_inst | Wire Segment | style_subcode | Style Subcode | dd_phys_field | No | No | No | Yes | Abandoned Existing Existing with change Inactive Proposed Abandon Proposed Install Proposed Relocate Proposed Remove Proposed Replace Removed Temporary | NA | No | 6
Segments | eo_wire_segment_inst | Wire Segment | future_phases | Future Phases | dd_join_field | No | Wire Future Phase | 1:n | No |  | NA | No | 20
Segments | eo_wire_segment_inst | Wire Segment | remarks_id | remarks_id | dd_phys_field | No | No | No | No |  | integer | Yes | 10
Segments | eo_wire_segment_inst | Wire Segment | tp_company_id | Company ID | dd_phys_field | No | No | No | No |  | ds_char16_vector | No | 32
Segments | eo_wire_segment_inst | Wire Segment | tp_date_of_de_commissioning | Date of De-Commissioning | dd_phys_field | No | No | No | No |  | ds_date | No | 10
Segments | eo_wire_segment_inst | Wire Segment | route_other | Other Route | dd_geom_field | chain | No | No | No |  | NA | No | 10
Segments | eo_wire_segment_inst | Wire Segment | route_sub | Sub Route | dd_geom_field | chain | No | No | No |  | NA | No | 10
Segments | eo_wire_segment_inst | Wire Segment | tp_migration_unique_id | Migration Unique Id | dd_phys_field | No | No | No | No |  | ds_char16_vector | No | 32
Segments | eo_wire_segment_inst | Wire Segment | calculated_length | Geometric Length | dd_derived_field | No | No | No | No |  | float | No | 10
Segments | eo_wire_segment_inst | Wire Segment | accurate_route_length | Accurate Route Length | dd_derived_field | No | No | No | No |  | float | No | 10
Segments | eo_wire_segment_inst | Wire Segment | tp_division_code | Division Code | dd_phys_field | No | No | No | Yes | 0 1 2 3 4 5 6 Unknown | NA | No | 10
Segments | eo_wire_segment_inst | Wire Segment | route_hv | HV Route | dd_geom_field | chain | No | No | No |  | NA | No | 10
Segments | eo_wire_segment_inst | Wire Segment | tp_road_name | Road Name | dd_phys_field | No | No | No | No |  | ds_char16_vector | No | 32
Segments | eo_wire_segment_inst | Wire Segment | tp_feeder_name | Feeder Name | dd_phys_field | No | No | No | No |  | ds_char16_vector | No | 32
Segments | eo_wire_segment_inst | Wire Segment | tp_start_pole | Start Pole | dd_phys_field | No | No | No | No |  | ds_char16_vector | No | 32
Segments | eo_wire_segment_inst | Wire Segment | length | Length | dd_derived_field | No | No | No | No |  | float | No | 10
Segments | eo_wire_segment_inst | Wire Segment | tp_pin_code | Pin Code | dd_phys_field | No | No | No | No |  | integer | No | 10
Segments | eo_wire_segment_inst | Wire Segment | remarks_annotation | Remarks Annotation | dd_geom_field | text | No | No | No |  | NA | No | 10
Segments | eo_wire_segment_inst | Wire Segment | tp_material | Material | dd_phys_field | No | No | No | No |  | ds_char16_vector | Yes | 50
Segments | eo_wire_segment_inst | Wire Segment | alias | Alias | dd_phys_field | No | No | No | No |  | ds_char16_vector | No | 64
Segments | eo_wire_segment_inst | Wire Segment | tp_sub_division_code | Sub Division Code | dd_phys_field | No | No | No | Yes | 0 1 2 3 4 5 6 Unknown | NA | No | 10
Segments | eo_wire_segment_inst | Wire Segment | tp_address | Address | dd_phys_field | No | No | No | No |  | ds_char16_vector | No | 32
Segments | eo_wire_segment_inst | Wire Segment | tp_end_pole | End Pole | dd_phys_field | No | No | No | No |  | ds_char16_vector | No | 32
Segments | eo_wire_segment_inst | Wire Segment | installation_group | Installation Group | dd_join_field | No | Installation Group | 0:N | No |  | NA | No | 20
Segments | eo_wire_segment_inst | Wire Segment | id | Id | dd_phys_field | No | No | No | No |  | integer | Yes | 10
Segments | eo_wire_segment_inst | Wire Segment | existing_assets | Existing Assets | dd_join_field | No | Wire | join_via | No |  | NA | No | 20
Segments | eo_wire_segment_inst | Wire Segment | tp_sub_division_name | Sub Division Name | dd_phys_field | No | No | No | Yes | Aska Balimela Balliguda Belaguntha Bhanjanagar-i Bhanjanagar-ii Bijipur Bijipur-Industrial Bissam Cuttack Boriguma Boudh Buguda Chatrapur Chikiti Digapahandi G Udayagiri Gopalpur Gumuda Gunupur Hinjilicut JESD-1 JESD-2 Kabisuryanagar Kanisi Kasinagar Khallikote Kodala Koraput Laxmipur Malkangiri Manmunda Mohana Nawarangpur Nuagam Papadahandi Paralakhemundi Phulbani Polasara Purushottampur R Udaygiri Rambha Raygada SDO-1 SDO-2 SDO-3 SDO-4 Sheragada Sorada Sunabeda Therubali Umarkote Unknown Uppalada | NA | No | 10
Segments | eo_wire_segment_inst | Wire Segment | tp_rated_current | Rated Current | dd_phys_field | No | No | No | No |  | float | No | 10
Segments | eo_wire_segment_inst | Wire Segment | annotations | Annotations | dd_join_field | No | Wire Annotation | 1:n | No |  | NA | No | 20
Segments | eo_wire_segment_inst | Wire Segment | circuit_and_section | Circuit/Section | dd_join_field | No | Circuit | M:N | No |  | NA | No | 20
Segments | eo_wire_segment_inst | Wire Segment | tp_section_code | Section Code | dd_phys_field | No | No | No | Yes | 0 1 2 3 4 5 6 Unknown | NA | No | 10
Segments | eo_wire_segment_inst | Wire Segment | future_assets | Future Assets | dd_join_field | No | Wire | join_via | No |  | NA | No | 20
Segments | eo_wire_segment_inst | Wire Segment | mounting | Mounting | dd_phys_field | No | No | No | Yes | Overhead Underground Unknown | NA | Yes | 10
Segments | eo_wire_segment_inst | Wire Segment | past_phases | Past Phases | dd_join_field | No | Wire Past Phase | 1:n | No |  | NA | No | 20
Segments | eo_wire_segment_inst | Wire Segment | usage | Usage | dd_phys_field | No | No | No | Yes | Backbone Backbone Tap Control Cable EHV Feeder Extended Backbone HV Feeder Jumper LV Feeder Networked Secondary Others Private Light Public Light Secondary Service Service Line Street Light Transmission Unknown | NA | No | 11
Segments | eo_wire_segment_inst | Wire Segment | network_type | Network Type | dd_phys_field | No | No | No | Yes | EHV HV LV MV Substation | NA | Yes | 10
Segments | eo_wire_segment_inst | Wire Segment | route_lv | LV Route | dd_geom_field | chain | No | No | No |  | NA | No | 10
Segments | eo_wire_segment_inst | Wire Segment | tp_warranty_end_date | Warranty End Date | dd_phys_field | No | No | No | No |  | ds_date | No | 10
Segments | eo_wire_segment_inst | Wire Segment | circuit_id | Circuit ID | dd_derived_field | No | No | No | No |  | ds_char16_vector | No | 12
Segments | eo_wire_segment_inst | Wire Segment | existing_neutral | Existing Neutral | dd_derived_field | No | No | No | Yes | No Shared Unknown Yes | NA | No | 10
Segments | eo_wire_segment_inst | Wire Segment | ordered_phasing | Ordered Phasing | dd_derived_field | No | No | No | Yes | A AB ABC ABCN ABCNE ABN ABNE AC ACB ACBN ACN ACNE AN ANE B BA BAC BACN BAN BC BCA BCAN BCN BCNE BN BNE BR C CA CAB CABN CAN CB CBA CBAN CBN CN CNE Earth Neutral Neutral-Earth Not Applicable R RB RY RYB RYBN Static Unknown Y YB | NA | No | 10
Segments | eo_wire_segment_inst | Wire Segment | arrangement | Arrangement | dd_phys_field | No | No | No | Yes | Box Hendrix Horizontal Neutral Below Overhead Neutral Unknown Vertical | NA | No | 20
Segments | eo_wire_segment_inst | Wire Segment | tp_circle_name | Circle Name | dd_phys_field | No | No | No | Yes | Aska Berhampur Bhanjanagar City City Circle Jeypore Rayagada Raygada Unknown | NA | No | 10
Segments | eo_wire_segment_inst | Wire Segment | name | Name | dd_phys_field | No | No | No | No |  | ds_char16_vector | No | 64
Segments | eo_wire_segment_inst | Wire Segment | past_assets | Past Assets | dd_join_field | No | Wire | join_via | No |  | NA | No | 20
Segments | eo_wire_segment_inst | Wire Segment | existing_phasing | Existing Phasing | dd_derived_field | No | No | No | Yes | A AB ABC ABCN ABCNE ABN ABNE AC ACB ACBN ACN ACNE AN ANE B BA BAC BACN BAN BC BCA BCAN BCN BCNE BN BNE BR C CA CAB CABN CAN CB CBA CBAN CBN CN CNE Earth Neutral Neutral-Earth Not Applicable R RB RY RYB RYBN Static Unknown Y YB | NA | No | 10
Segments | eo_wire_segment_inst | Wire Segment | route_mv | MV Route | dd_geom_field | chain | No | No | No |  | NA | No | 10
Segments | eo_wire_segment_inst | Wire Segment | tp_sub_mounting | Sub Mounting | dd_phys_field | No | No | No | Yes | Basement Elevated Joist Kiosk Lattice Welded Others PCC Pole Panel Mounted Platform Mounted Plinth Pole Rail Steel Tubular Pole Stilt Mounted Tower Unknown | NA | No | 10
Segments | eo_wire_segment_inst | Wire Segment | tp_ac_or_dc? | Ac Or Dc? | dd_phys_field | No | No | No | Yes | NA No Unknown Yes | NA | No | 10
Segments | eo_wire_segment_inst | Wire Segment | tp_division_name | Division Name | dd_phys_field | No | No | No | Yes | Aska-1 Aska-2 Berhampur Division-1 Berhampur Division-2 Berhampur Division-3 Bhanjanagar Boudh Ganjam North Ganjam South Gunupur Hinjilicut Jeypore Koraput Malkangiri Nawarangpur Paralakhemundi Phulbani Purushottampur Raygada Unknown | NA | No | 10
Segments | eo_wire_segment_inst | Wire Segment | tp_circle_code | Circle Code | dd_phys_field | No | No | No | Yes | 0 21 29 31 34 35 71 Unknown | NA | No | 10
Segments | eo_wire_segment_inst | Wire Segment | source_id | Source ID | dd_phys_field | No | No | No | No |  | integer | No | 10
Segments | eo_wire_segment_inst | Wire Segment | tp_rated_breaking_current | Rated Breaking Current | dd_phys_field | No | No | No | No |  | float | No | 10
Segments | eo_wire_segment_inst | Wire Segment | circuit_source_stopper | Circuit Source/Stopper | dd_join_field | No | Circuit Source | 0:00 | No |  | NA | No | 20
Segments | eo_wire_segment_inst | Wire Segment | tp_city | City | dd_phys_field | No | No | No | Yes | Others Unknown | NA | No | 10
Segments | eo_wire_segment_inst | Wire Segment | reverse_flow_ind | Reverse Flow | dd_phys_field | No | No | No | No |  | maybe | Yes | 10
Segments | eo_wire_segment_inst | Wire Segment | tp_work_order_id | Work Order ID | dd_phys_field | No | No | No | No |  | ds_char16_vector | No | 64
Segments | eo_wire_segment_inst | Wire Segment | tp_locality | Locality | dd_phys_field | No | No | No | No |  | ds_char16_vector | No | 32
Segments | eo_wire_segment_inst | Wire Segment | nominal_voltage_pp | Nominal Voltage (P-P) | dd_phys_field | No | No | No | Yes | 0.000 V 110.000 V 120.000 V 208.000 V 220.000 V 230.000 V 240.000 V 415.000 V 2.400 kV 4.160 kV 6.600 kV 8.000 kV 11.000 kV 12.470 kV 23.900 kV 33.000 kV 66.000 kV 115.000 kV 132.000 kV 220.000 kV 433.000 kV | NA | No | 10
Segments | eo_wire_segment_inst | Wire Segment | tp_wire_configuration | Configuration | dd_phys_field | No | No | No | Yes | Horizontal Others Triangular Unknown Vertical | NA | No | 10
Segments | eo_wire_segment_inst | Wire Segment | tp_date_of_last_maintenance | Date of Last Maintenance | dd_phys_field | No | No | No | No |  | ds_date | No | 10
Segments | eo_wire_segment_inst | Wire Segment | existing_phases | Existing Phases | dd_join_field | No | Wire Existing Phase | 1:n | No |  | NA | No | 20
Segments | eo_wire_segment_inst | Wire Segment | tp_sag | Sag | dd_phys_field | No | No | No | No |  | integer | No | 10
Segments | eo_wire_segment_inst | Wire Segment | schematic_links | Schematic Links | dd_join_field | No | Schematic Link | M:N | No |  | NA | No | 20
Segments | eo_wire_segment_inst | Wire Segment | tp_section_name | Section Name | dd_phys_field | No | No | No | Yes | Eso Adava Eso Ambapua Eso Aska-1 Eso B Singipur Eso Badagada Eso Baipariguda Eso Balimela Eso Balipadar Eso Balisira Eso Balliguda Eso Bandhugaon Eso Baunsuni Eso Beguniapada Eso Belaguntha Eso Bhejiput Eso Bissam Ctc Eso Bomakei Eso Boriguma Eso Boudh Eso Budhamba Eso Buguda Eso Chandahandi Eso Chandragiri Eso Chatrapur-i Eso Chatrapur-ii Eso Chikiti Eso Chirikipada Eso Dabugam Eso Daringibadi Eso Dharakote Eso Digapahandi Eso E S O-i Eso E S O-ii Eso E.s.o.no.1 Eso E.s.o.no.2 Eso E.s.o.no.3 Eso G.nuagam-2 Eso G.udayagiri Eso Gandhinagar Eso Ganjam Eso Garabandha Eso Golanthara Eso Gopalpur Eso Gudari Eso Gumma Eso Gumuda Eso Gunupur Eso Gunupur Rural Eso Head Quarter Eso Hinjilicut Eso J N Prasad Eso J.k.pur Eso Jagapur Eso Jharigam Eso Jyp No.1 Eso Jyp No.2 Eso Jyp No.3 Eso K B Pur Eso K S Nagar Eso Kakiriguma Eso Kalimela Eso Kanchuru Eso Kanisi Eso Kanteipally Eso Kasinagar Eso Kasipur Eso Keshpur Eso Khajuripada Eso Khajuripada-i Eso Khallikote Eso Kodala Eso Konkarada Eso Koraput Sec-i Eso Koraput Sec-ii Eso Kosagumuda Eso Kotpad Eso Kukudakhandi Eso Kundra Eso Lanjipally Eso Lathi Eso Laxmipur Eso Luchapada Eso Malkangiri Eso Malud Eso Manamunda Eso Mathili Eso Medical Eso Mohana Eso Muniguda Eso Nabarangpur Eso Nabarangpur Rural Eso Nandapur Eso Nuagam-1 Eso Nuagam-2 Eso Nuapada Eso P S Pur Eso Padmapur Eso Papadahandi Eso Paralakhemundi Eso Parlakhemundi Rural Eso Patrapur Eso Pattangi Eso Pattapur Eso Phiringia Eso Phulbani Eso Pitala Eso Polosara Eso Pudamari Eso Purunakatak Eso R.Udaygiri Eso Raigada Eso Raighar Eso Raikia Eso Rambha Eso Ramnaguda Eso Randhapalli Eso Rayagada Rural Eso Rayagada-1 Eso Rayagada-2 Eso Sheragada Eso Sikarpai Eso Similiguda Eso Soroda Eso Sunabeda Eso Surangi Eso T Khunti Eso Taratarini Eso Therubali Eso Tikabali Eso Tilisingi Eso Tumudibandha Eso Umerkote Eso University Eso Upalada Unknown | NA | No | 10
Segments | eo_wire_segment_inst | Wire Segment | tp_scada_monitor_id | SCADA Monitor ID | dd_phys_field | No | No | No | No |  | ds_char16_vector | No | 12
Segments | eo_wire_segment_inst | Wire Segment | phase_context | Phase Context | dd_phys_field | No | No | No | Yes | Unknown | NA | Yes | 10
Segments | eo_wire_segment_inst | Wire Segment | tp_ward_code | Ward Code | dd_phys_field | No | No | No | Yes | 0 1 2 3 4 5 6 Unknown | NA | No | 10
Segments | eo_wire_segment_inst | Wire Segment | circuit_id2 | Circuit ID2 | dd_derived_field | No | No | No | No |  | ds_char16_vector | No | 12
Segments | eo_wire_segment_inst | Wire Segment | phase_order | Phase Order | dd_phys_field | No | No | No | Yes | A AB ABC ABCN ABCNE ABN ABNE AC ACB ACBN ACN ACNE AN ANE B BA BAC BACN BAN BC BCA BCAN BCN BCNE BN BNE BR C CA CAB CABN CAN CB CBA CBAN CBN CN CNE Earth Neutral Neutral-Earth Not Applicable R RB RY RYB RYBN Static Unknown Y YB | NA | No | 10
Segments | eo_wire_segment_inst | Wire Segment | future_neutral | Future Neutral | dd_derived_field | No | No | No | Yes | No Shared Unknown Yes | NA | No | 10
Segments | eo_wire_segment_inst | Wire Segment | owner_type | Owner Type | dd_phys_field | No | No | No | Yes | Company Owned Customer Customer Owned Electric Utility-TPSODL Foreign Owned Other Utility Owned Unknown | NA | Yes | 16
Segments | eo_wire_segment_inst | Wire Segment | bay | Bay | dd_join_field | No | Bay | 0:N | No |  | NA | No | 20
Segments | eo_wire_segment_inst | Wire Segment | markers | Markers | dd_join_field | No | Marker | M:N | No |  | NA | No | 20
Segments | eo_wire_segment_inst | Wire Segment | tp_sub_locality | Sub Locality | dd_phys_field | No | No | No | No |  | ds_char16_vector | No | 32
Segments | eo_wire_segment_inst | Wire Segment | owner_name | Owner Name | dd_phys_field | No | No | No | Yes | Cable Company Customer Electric Utility Telephone Company Unknown | NA | No | 10
Segments | eo_connector_segment_inst | Connector Segment Installation | future_neutral | Future Neutral | dd_derived_field | No | No | No | Yes | No Shared Unknown Yes | NA | No | 10
Segments | eo_connector_segment_inst | Connector Segment Installation | owner_type | Owner Type | dd_phys_field | No | No | No | Yes | Company Owned Customer Customer Owned Electric Utility-TPSODL Foreign Owned Other Utility Owned Unknown | NA | Yes | 16
Segments | eo_connector_segment_inst | Connector Segment Installation | tp_section_code | Section Code | dd_phys_field | No | No | No | Yes | 0 1 2 3 4 5 6 Unknown | NA | No | 10
Segments | eo_connector_segment_inst | Connector Segment Installation | route_lv | LV Route | dd_geom_field | chain | No | No | No |  | NA | No | 10
Segments | eo_connector_segment_inst | Connector Segment Installation | tp_division_code | Division Code | dd_phys_field | No | No | No | Yes | 0 1 2 3 4 5 6 Unknown | NA | No | 10
Segments | eo_connector_segment_inst | Connector Segment Installation | tp_installation_type | Installation Type | dd_phys_field | No | No | No | Yes | Combination In Door Out Door Unknown | NA | No | 10
Segments | eo_connector_segment_inst | Connector Segment Installation | alias | Alias | dd_phys_field | No | No | No | No |  | ds_char16_vector | No | 64
Segments | eo_connector_segment_inst | Connector Segment Installation | network_type | Network Type | dd_phys_field | No | No | No | Yes | EHV HV LV MV Substation | NA | Yes | 10
Segments | eo_connector_segment_inst | Connector Segment Installation | circuit_id2 | Circuit ID2 | dd_derived_field | No | No | No | No |  | ds_char16_vector | No | 12
Segments | eo_connector_segment_inst | Connector Segment Installation | location_description_id | location_description_id | dd_phys_field | No | No | No | No |  | integer | Yes | 10
Segments | eo_connector_segment_inst | Connector Segment Installation | existing_neutral | Existing Neutral | dd_derived_field | No | No | No | Yes | No Shared Unknown Yes | NA | No | 10
Segments | eo_connector_segment_inst | Connector Segment Installation | status | Lifecycle Status | dd_phys_field | No | No | No | Yes | Abandoned Existing Inactive Proposed Abandon Proposed Install Proposed Relocate Proposed Remove Proposed Replace Removed Temporary | NA | Yes | 10
Segments | eo_connector_segment_inst | Connector Segment Installation | circuit_and_section | Circuit/Section | dd_join_field | No | Circuit | M:N | No |  | NA | No | 20
Segments | eo_connector_segment_inst | Connector Segment Installation | device_type | Device Type | dd_derived_field | No | No | No | Yes | Bridge Busbar Internal link Mid Span Tap Others Tap Unknown | NA | No | 10
Segments | eo_connector_segment_inst | Connector Segment Installation | phase_context | Phase Context | dd_phys_field | No | No | No | Yes | Unknown | NA | Yes | 10
Segments | eo_connector_segment_inst | Connector Segment Installation | past_phases | Past Phases | dd_join_field | No | Connector Segment Past Phase | 1:n | No |  | NA | No | 20
Segments | eo_connector_segment_inst | Connector Segment Installation | actual_length | Actual Length | dd_phys_field | No | No | No | No |  | float | No | 10
Segments | eo_connector_segment_inst | Connector Segment Installation | existing_phases | Existing Phases | dd_join_field | No | Connector Segment Existing Phase | 1:n | No |  | NA | No | 20
Segments | eo_connector_segment_inst | Connector Segment Installation | tp_migration_unique_id | Migration Unique Id | dd_phys_field | No | No | No | No |  | ds_char16_vector | No | 32
Segments | eo_connector_segment_inst | Connector Segment Installation | id | Id | dd_phys_field | No | No | No | No |  | integer | Yes | 10
Segments | eo_connector_segment_inst | Connector Segment Installation | tp_locality | Locality | dd_phys_field | No | No | No | No |  | ds_char16_vector | No | 32
Segments | eo_connector_segment_inst | Connector Segment Installation | tp_work_order_id | Work Order ID | dd_phys_field | No | No | No | No |  | ds_char16_vector | No | 64
Segments | eo_connector_segment_inst | Connector Segment Installation | future_phasing | Future Phasing | dd_derived_field | No | No | No | Yes | A AB ABC ABCN ABCNE ABN ABNE AC ACB ACBN ACN ACNE AN ANE B BA BAC BACN BAN BC BCA BCAN BCN BCNE BN BNE BR C CA CAB CABN CAN CB CBA CBAN CBN CN CNE Earth Neutral Neutral-Earth Not Applicable R RB RY RYB RYBN Static Unknown Y YB | NA | No | 10
Segments | eo_connector_segment_inst | Connector Segment Installation | remarks_id | remarks_id | dd_phys_field | No | No | No | No |  | integer | Yes | 10
Segments | eo_connector_segment_inst | Connector Segment Installation | length | Length | dd_derived_field | No | No | No | No |  | float | No | 10
Segments | eo_connector_segment_inst | Connector Segment Installation | future_phases | Future Phases | dd_join_field | No | Connector Segment Future Phase | 1:n | No |  | NA | No | 20
Segments | eo_connector_segment_inst | Connector Segment Installation | tp_pin_code | Pin Code | dd_phys_field | No | No | No | No |  | integer | No | 10
Segments | eo_connector_segment_inst | Connector Segment Installation | route_other | Other Route | dd_geom_field | chain | No | No | No |  | NA | No | 10
Segments | eo_connector_segment_inst | Connector Segment Installation | bay | Bay | dd_join_field | No | Bay | 0:N | No |  | NA | No | 20
Segments | eo_connector_segment_inst | Connector Segment Installation | tp_section_name | Section Name | dd_phys_field | No | No | No | Yes | Eso Adava Eso Ambapua Eso Aska-1 Eso B Singipur Eso Badagada Eso Baipariguda Eso Balimela Eso Balipadar Eso Balisira Eso Balliguda Eso Bandhugaon Eso Baunsuni Eso Beguniapada Eso Belaguntha Eso Bhejiput Eso Bissam Ctc Eso Bomakei Eso Boriguma Eso Boudh Eso Budhamba Eso Buguda Eso Chandahandi Eso Chandragiri Eso Chatrapur-i Eso Chatrapur-ii Eso Chikiti Eso Chirikipada Eso Dabugam Eso Daringibadi Eso Dharakote Eso Digapahandi Eso E S O-i Eso E S O-ii Eso E.s.o.no.1 Eso E.s.o.no.2 Eso E.s.o.no.3 Eso G.nuagam-2 Eso G.udayagiri Eso Gandhinagar Eso Ganjam Eso Garabandha Eso Golanthara Eso Gopalpur Eso Gudari Eso Gumma Eso Gumuda Eso Gunupur Eso Gunupur Rural Eso Head Quarter Eso Hinjilicut Eso J N Prasad Eso J.k.pur Eso Jagapur Eso Jharigam Eso Jyp No.1 Eso Jyp No.2 Eso Jyp No.3 Eso K B Pur Eso K S Nagar Eso Kakiriguma Eso Kalimela Eso Kanchuru Eso Kanisi Eso Kanteipally Eso Kasinagar Eso Kasipur Eso Keshpur Eso Khajuripada Eso Khajuripada-i Eso Khallikote Eso Kodala Eso Konkarada Eso Koraput Sec-i Eso Koraput Sec-ii Eso Kosagumuda Eso Kotpad Eso Kukudakhandi Eso Kundra Eso Lanjipally Eso Lathi Eso Laxmipur Eso Luchapada Eso Malkangiri Eso Malud Eso Manamunda Eso Mathili Eso Medical Eso Mohana Eso Muniguda Eso Nabarangpur Eso Nabarangpur Rural Eso Nandapur Eso Nuagam-1 Eso Nuagam-2 Eso Nuapada Eso P S Pur Eso Padmapur Eso Papadahandi Eso Paralakhemundi Eso Parlakhemundi Rural Eso Patrapur Eso Pattangi Eso Pattapur Eso Phiringia Eso Phulbani Eso Pitala Eso Polosara Eso Pudamari Eso Purunakatak Eso R.Udaygiri Eso Raigada Eso Raighar Eso Raikia Eso Rambha Eso Ramnaguda Eso Randhapalli Eso Rayagada Rural Eso Rayagada-1 Eso Rayagada-2 Eso Sheragada Eso Sikarpai Eso Similiguda Eso Soroda Eso Sunabeda Eso Surangi Eso T Khunti Eso Taratarini Eso Therubali Eso Tikabali Eso Tilisingi Eso Tumudibandha Eso Umerkote Eso University Eso Upalada Unknown | NA | No | 10
Segments | eo_connector_segment_inst | Connector Segment Installation | route_sub | Sub Route | dd_geom_field | chain | No | No | No |  | NA | No | 10
Segments | eo_connector_segment_inst | Connector Segment Installation | route | Route | dd_geom_field | chain | No | No | No |  | NA | No | 10
Segments | eo_connector_segment_inst | Connector Segment Installation | tp_surveyor_remark_id | Tp Surveyor Remark Id | dd_phys_field | No | No | No | No |  | integer | No | 10
Segments | eo_connector_segment_inst | Connector Segment Installation | name | Name | dd_phys_field | No | No | No | No |  | ds_char16_vector | No | 64
Segments | eo_connector_segment_inst | Connector Segment Installation | tp_sub_division_name | Sub Division Name | dd_phys_field | No | No | No | Yes | Aska Balimela Balliguda Belaguntha Bhanjanagar-i Bhanjanagar-ii Bijipur Bijipur-Industrial Bissam Cuttack Boriguma Boudh Buguda Chatrapur Chikiti Digapahandi G Udayagiri Gopalpur Gumuda Gunupur Hinjilicut JESD-1 JESD-2 Kabisuryanagar Kanisi Kasinagar Khallikote Kodala Koraput Laxmipur Malkangiri Manmunda Mohana Nawarangpur Nuagam Papadahandi Paralakhemundi Phulbani Polasara Purushottampur R Udaygiri Rambha Raygada SDO-1 SDO-2 SDO-3 SDO-4 Sheragada Sorada Sunabeda Therubali Umarkote Unknown Uppalada | NA | No | 10
Segments | eo_connector_segment_inst | Connector Segment Installation | tp_company_id | Company ID | dd_phys_field | No | No | No | No |  | ds_char16_vector | No | 32
Segments | eo_connector_segment_inst | Connector Segment Installation | route_hv | HV Route | dd_geom_field | chain | No | No | No |  | NA | No | 10
Segments | eo_connector_segment_inst | Connector Segment Installation | tp_scada_control_id | SCADA Control ID | dd_phys_field | No | No | No | No |  | ds_char16_vector | No | 12
Segments | eo_connector_segment_inst | Connector Segment Installation | tp_sub_locality | Sub Locality | dd_phys_field | No | No | No | No |  | ds_char16_vector | No | 32
Segments | eo_connector_segment_inst | Connector Segment Installation | circuit_id | Circuit ID | dd_derived_field | No | No | No | No |  | ds_char16_vector | No | 12
Segments | eo_connector_segment_inst | Connector Segment Installation | reverse_flow_ind | Reverse Flow | dd_phys_field | No | No | No | No |  | maybe | Yes | 10
Segments | eo_connector_segment_inst | Connector Segment Installation | tp_circle_name | Circle Name | dd_phys_field | No | No | No | Yes | Aska Berhampur Bhanjanagar City City Circle Jeypore Rayagada Raygada Unknown | NA | No | 10
Segments | eo_connector_segment_inst | Connector Segment Installation | annotations | Annotations | dd_join_field | No | Connector Annotation | 1:n | No |  | NA | No | 20
Segments | eo_connector_segment_inst | Connector Segment Installation | route_mv | MV Route | dd_geom_field | chain | No | No | No |  | NA | No | 10
Segments | eo_connector_segment_inst | Connector Segment Installation | owner_name | Owner Name | dd_phys_field | No | No | No | Yes | Cable Company Customer Electric Utility Telephone Company Unknown | NA | No | 10
Segments | eo_connector_segment_inst | Connector Segment Installation | alias_description | Alias Description | dd_derived_field | No | No | No | No |  | ds_char16_vector | No | 255
Segments | eo_connector_segment_inst | Connector Segment Installation | tp_address | Address | dd_phys_field | No | No | No | No |  | ds_char16_vector | No | 32
Segments | eo_connector_segment_inst | Connector Segment Installation | accurate_route_length | Accurate Route Length | dd_derived_field | No | No | No | No |  | float | No | 10
Segments | eo_connector_segment_inst | Connector Segment Installation | composite_switch | Composite Switch | dd_join_field | No | Composite Switch | 0:N | No |  | NA | No | 20
Segments | eo_connector_segment_inst | Connector Segment Installation | future_assets | Future Assets | dd_join_field | No | Connector Segment | join_via | No |  | NA | No | 20
Segments | eo_connector_segment_inst | Connector Segment Installation | existing_phasing | Existing Phasing | dd_derived_field | No | No | No | Yes | A AB ABC ABCN ABCNE ABN ABNE AC ACB ACBN ACN ACNE AN ANE B BA BAC BACN BAN BC BCA BCAN BCN BCNE BN BNE BR C CA CAB CABN CAN CB CBA CBAN CBN CN CNE Earth Neutral Neutral-Earth Not Applicable R RB RY RYB RYBN Static Unknown Y YB | NA | No | 10
Segments | eo_connector_segment_inst | Connector Segment Installation | feeding_section | Feeding Section | dd_join_field | No | Circuit Section | M:N | No |  | NA | No | 20
Segments | eo_connector_segment_inst | Connector Segment Installation | mounting | Mounting | dd_phys_field | No | No | No | Yes | Overhead Underground Unknown | NA | Yes | 10
Segments | eo_connector_segment_inst | Connector Segment Installation | markers | Markers | dd_join_field | No | Marker | M:N | No |  | NA | No | 20
Segments | eo_connector_segment_inst | Connector Segment Installation | source_id | Source ID | dd_phys_field | No | No | No | No |  | integer | No | 10
Segments | eo_connector_segment_inst | Connector Segment Installation | installation_group | Installation Group | dd_join_field | No | Installation Group | 0:N | No |  | NA | No | 20
Segments | eo_connector_segment_inst | Connector Segment Installation | calculated_length | Geometric Length | dd_derived_field | No | No | No | No |  | float | No | 10
Segments | eo_connector_segment_inst | Connector Segment Installation | tp_circle_code | Circle Code | dd_phys_field | No | No | No | Yes | 0 21 29 31 34 35 71 Unknown | NA | No | 10
Segments | eo_connector_segment_inst | Connector Segment Installation | nominal_voltage_pp | Nominal Voltage (P-P) | dd_phys_field | No | No | No | Yes | 0.000 V 110.000 V 120.000 V 208.000 V 220.000 V 230.000 V 240.000 V 415.000 V 2.400 kV 4.160 kV 6.600 kV 8.000 kV 11.000 kV 12.470 kV 23.900 kV 33.000 kV 66.000 kV 115.000 kV 132.000 kV 220.000 kV 433.000 kV | NA | No | 10
Segments | eo_connector_segment_inst | Connector Segment Installation | tp_scada_monitor_id | SCADA Monitor ID | dd_phys_field | No | No | No | No |  | ds_char16_vector | No | 12
Segments | eo_connector_segment_inst | Connector Segment Installation | circuit_source_stopper | Circuit Source/Stopper | dd_join_field | No | Circuit Source | 0:00 | No |  | NA | No | 20
Segments | eo_connector_segment_inst | Connector Segment Installation | existing_assets | Existing Assets | dd_join_field | No | Connector Segment | join_via | No |  | NA | No | 20
Segments | eo_connector_segment_inst | Connector Segment Installation | tp_city | City | dd_phys_field | No | No | No | Yes | Others Unknown | NA | No | 10
Segments | eo_connector_segment_inst | Connector Segment Installation | schematic_links | Schematic Links | dd_join_field | No | Schematic Link | M:N | No |  | NA | No | 20
Segments | eo_connector_segment_inst | Connector Segment Installation | tp_ward_code | Ward Code | dd_phys_field | No | No | No | Yes | 0 1 2 3 4 5 6 Unknown | NA | No | 10
Segments | eo_connector_segment_inst | Connector Segment Installation | tp_station_bus_section_no | Station Bus Section No | dd_phys_field | No | No | No | No |  | integer | No | 10
Segments | eo_connector_segment_inst | Connector Segment Installation | source_data | Source Data | dd_phys_field | No | No | No | No |  | ds_char16_vector | No | 6
Segments | eo_connector_segment_inst | Connector Segment Installation | tp_previous_installed_location | Prev. Installed Location | dd_phys_field | No | No | No | No |  | ds_char16_vector | No | 32
Segments | eo_connector_segment_inst | Connector Segment Installation | remarks_annotation | Remarks Annotation | dd_geom_field | text | No | No | No |  | NA | No | 10
Segments | eo_connector_segment_inst | Connector Segment Installation | circuit_and_section_boundary | Circuit/Section Boundary | dd_join_field | No | Circuit | M:N | No |  | NA | No | 20
Segments | eo_connector_segment_inst | Connector Segment Installation | tp_sub_division_code | Sub Division Code | dd_phys_field | No | No | No | Yes | 0 1 2 3 4 5 6 Unknown | NA | No | 10
Segments | eo_connector_segment_inst | Connector Segment Installation | tp_division_name | Division Name | dd_phys_field | No | No | No | Yes | Aska-1 Aska-2 Berhampur Division-1 Berhampur Division-2 Berhampur Division-3 Bhanjanagar Boudh Ganjam North Ganjam South Gunupur Hinjilicut Jeypore Koraput Malkangiri Nawarangpur Paralakhemundi Phulbani Purushottampur Raygada Unknown | NA | No | 10
Segments | eo_connector_segment_inst | Connector Segment Installation | past_assets | Past Assets | dd_join_field | No | Connector Segment | join_via | No |  | NA | No | 20
Segments | eo_connector_segment_inst | Connector Segment Installation | style_subcode | Style Subcode | dd_phys_field | No | No | No | Yes | Bridge Abandoned Bridge Existing Bridge Inactive Bridge Proposed Abandon Bridge Proposed Install Bridge Proposed Relocate Bridge Proposed Remove Bridge Proposed Replace Bridge Removed Bridge Temporary Busbar Abandoned Busbar Existing Busbar Inactive Busbar Proposed Abandon Busbar Proposed Install Busbar Proposed Relocate Busbar Proposed Remove Busbar Proposed Replace Busbar Removed Busbar Temporary Mid Span Tap Abandoned Mid Span Tap Existing Mid Span Tap Inactive Mid Span Tap Proposed Abandon Mid Span Tap Proposed Install Mid Span Tap Proposed Relocate Mid Span Tap Proposed Remove Mid Span Tap Proposed Replace Mid Span Tap Removed Mid Span Tap Temporary Tap Abandoned Tap Existing Tap Inactive Tap Proposed Abandon Tap Proposed Install Tap Proposed Relocate Tap Proposed Remove Tap Proposed Replace Tap Removed Tap Temporary Unknown Abandoned Unknown Existing Unknown Inactive Unknown Proposed Abandon Unknown Proposed Install Unknown Proposed Relocate Unknown Proposed Remove Unknown Proposed Replace Unknown Removed Unknown Temporary | NA | No | 6
Segments | eo_connector_segment_inst | Connector Segment Installation | tp_road_name | Road Name | dd_phys_field | No | No | No | No |  | ds_char16_vector | No | 32
Equipment | eo_energy_consumer | Energy Consumer | location_hv | HV Location | dd_geom_field | point | No | No | No |  | NA | No | 10
Equipment | eo_energy_consumer | Energy Consumer | circuit_source_stopper | Circuit Source/Stopper | dd_join_field | No | Circuit Source | 0:00 | No |  | NA | No | 20
Equipment | eo_energy_consumer | Energy Consumer | network_type | Network Type | dd_phys_field | No | No | No | Yes | EHV HV LV MV Substation | NA | Yes | 10
Equipment | eo_energy_consumer | Energy Consumer | annotation_hv | HV Annotation | dd_geom_field | text | No | No | No |  | NA | No | 10
Equipment | eo_energy_consumer | Energy Consumer | location_lv | LV Location | dd_geom_field | point | No | No | No |  | NA | No | 10
Equipment | eo_energy_consumer | Energy Consumer | remarks_annotation | Remarks Annotation | dd_geom_field | text | No | No | No |  | NA | No | 10
Equipment | eo_energy_consumer | Energy Consumer | xfrmr | Power Transformer | dd_join_field | No | Power Transformer Installation | 0:n | No |  | NA | No | 20
Equipment | eo_energy_consumer | Energy Consumer | location_other | Other Location | dd_geom_field | point | No | No | No |  | NA | No | 10
Equipment | eo_energy_consumer | Energy Consumer | asset_id | Asset ID | dd_phys_field | No | No | No | No |  | ds_char16_vector | No | 36
Equipment | eo_energy_consumer | Energy Consumer | premise_id | Premise ID | dd_phys_field | No | No | No | No |  | ds_char16_vector | No | 20
Equipment | eo_energy_consumer | Energy Consumer | style_subcode | Style Subcode | dd_phys_field | No | No | No | Yes | Abandoned Existing Inactive Proposed Abandon Proposed Install Proposed Relocate Proposed Remove Proposed Replace Removed Temporary | NA | No | 6
Equipment | eo_energy_consumer | Energy Consumer | eo_3w_xfrmr | 3-Winding Transformer | dd_join_field | No | 3-Winding Transformer Installation | 0:n | No |  | NA | No | 20
Equipment | eo_energy_consumer | Energy Consumer | phase_context | Phase Context | dd_phys_field | No | No | No | Yes | Unknown | NA | Yes | 10
Equipment | eo_energy_consumer | Energy Consumer | status | Lifecycle Status | dd_phys_field | No | No | No | Yes | Abandoned Existing Inactive Proposed Abandon Proposed Install Proposed Relocate Proposed Remove Proposed Replace Removed Temporary | NA | Yes | 10
Equipment | eo_energy_consumer | Energy Consumer | markers | Markers | dd_join_field | No | Marker | M:N | No |  | NA | No | 20
Equipment | eo_energy_consumer | Energy Consumer | installation_group | Installation Group | dd_join_field | No | Installation Group | 0:N | No |  | NA | No | 20
Equipment | eo_energy_consumer | Energy Consumer | remarks_id | remarks_id | dd_phys_field | No | No | No | No |  | integer | Yes | 10
Equipment | eo_energy_consumer | Energy Consumer | circuit_id | Circuit ID | dd_derived_field | No | No | No | No |  | ds_char16_vector | No | 12
Equipment | eo_energy_consumer | Energy Consumer | annotation | Annotation | dd_geom_field | text | No | No | No |  | NA | No | 10
Equipment | eo_energy_consumer | Energy Consumer | consumer_type | Consumer Type | dd_phys_field | No | No | No | Yes | Key Customer Major Account Medical Normal Unknown | NA | No | 20
Equipment | eo_energy_consumer | Energy Consumer | nominal_voltage_pp | Nominal Voltage (P-P) | dd_phys_field | No | No | No | Yes | 0.000 V 110.000 V 120.000 V 208.000 V 220.000 V 230.000 V 240.000 V 415.000 V 2.400 kV 4.160 kV 6.600 kV 8.000 kV 11.000 kV 12.470 kV 23.900 kV 33.000 kV 66.000 kV 115.000 kV 132.000 kV 220.000 kV 433.000 kV | NA | No | 10
Equipment | eo_energy_consumer | Energy Consumer | source_data | Source Data | dd_phys_field | No | No | No | No |  | ds_char16_vector | No | 6
Equipment | eo_energy_consumer | Energy Consumer | number | Number | dd_phys_field | No | No | No | No |  | ds_char16_vector | No | 40
Equipment | eo_energy_consumer | Energy Consumer | location | Location | dd_geom_field | point | No | No | No |  | NA | No | 10
Equipment | eo_energy_consumer | Energy Consumer | location_sub | Sub Location | dd_geom_field | point | No | No | No |  | NA | No | 10
Equipment | eo_energy_consumer | Energy Consumer | owner_name | Owner Name | dd_phys_field | No | No | No | Yes | Cable Company Customer Electric Utility Telephone Company Unknown | NA | No | 10
Equipment | eo_energy_consumer | Energy Consumer | circuit_and_section | Circuit/Section | dd_join_field | No | Circuit | M:N | No |  | NA | No | 20
Equipment | eo_energy_consumer | Energy Consumer | phasing | Phasing | dd_phys_field | No | No | No | Yes | A AB ABC ABCN ABCNE ABN ABNE AC ACB ACBN ACN ACNE AN ANE B BA BAC BACN BAN BC BCA BCAN BCN BCNE BN BNE BR C CA CAB CABN CAN CB CBA CBAN CBN CN CNE Earth Neutral Neutral-Earth Not Applicable R RB RY RYB RYBN Static Unknown Y YB | NA | Yes | 9
Equipment | eo_energy_consumer | Energy Consumer | location_description_id | location_description_id | dd_phys_field | No | No | No | No |  | integer | Yes | 10
Equipment | eo_energy_consumer | Energy Consumer | annotation_lv | LV Annotation | dd_geom_field | text | No | No | No |  | NA | No | 10
Equipment | eo_energy_consumer | Energy Consumer | consumer_class | Consumer Class | dd_phys_field | No | No | No | Yes | Commercial Type 1 Commercial Type 2 Industrial Other Residential Type 1 Residential Type 2 Residential Type 3 Residential Type 4 Traffic Signal Unknown | NA | No | 20
Equipment | eo_energy_consumer | Energy Consumer | location_mv | MV Location | dd_geom_field | point | No | No | No |  | NA | No | 10
Equipment | eo_energy_consumer | Energy Consumer | date_installed | Date Installed | dd_phys_field | No | No | No | No |  | ds_date | No | 19
Equipment | eo_energy_consumer | Energy Consumer | circuit_and_section_boundary | Circuit/Section Boundary | dd_join_field | No | Circuit | M:N | No |  | NA | No | 20
Equipment | eo_energy_consumer | Energy Consumer | source_id | Source ID | dd_phys_field | No | No | No | No |  | integer | No | 10
Equipment | eo_energy_consumer | Energy Consumer | id | Id | dd_phys_field | No | No | No | No |  | integer | Yes | 10
Equipment | eo_energy_consumer | Energy Consumer | owner_type | Owner Type | dd_phys_field | No | No | No | Yes | Company Owned Customer Customer Owned Electric Utility-TPSODL Foreign Owned Other Utility Owned Unknown | NA | Yes | 16
Equipment | eo_energy_consumer | Energy Consumer | annotation_other | Other Annotation | dd_geom_field | text | No | No | No |  | NA | No | 10
Equipment | eo_energy_consumer | Energy Consumer | bay | Bay | dd_join_field | No | Bay | 0:N | No |  | NA | No | 20
Equipment | eo_energy_consumer | Energy Consumer | annotation_mv | MV Annotation | dd_geom_field | text | No | No | No |  | NA | No | 10
Equipment | eo_energy_consumer | Energy Consumer | circuit_id2 | Circuit ID2 | dd_derived_field | No | No | No | No |  | ds_char16_vector | No | 12
Equipment | eo_energy_consumer | Energy Consumer | leader_line | Leader Line | dd_geom_field | simple_chain | No | No | No |  | NA | No | 10
Equipment | eo_energy_consumer | Energy Consumer | feeding_section | Feeding Section | dd_join_field | No | Circuit Section | M:N | No |  | NA | No | 20
Equipment | eo_energy_consumer | Energy Consumer | meters | Meters | dd_join_field | No | Meter | m:n | No |  | NA | No | 20
Equipment | eo_energy_consumer | Energy Consumer | annotation_sub | Sub Annotation | dd_geom_field | text | No | No | No |  | NA | No | 10
Equipment | eo_regulating_eqpt_controller | Regulating Equipment Controller | date_installed | Date Installed | dd_phys_field | No | No | No | No |  | ds_date | No | 10
Equipment | eo_regulating_eqpt_controller | Regulating Equipment Controller | manufacturer | Manufacturer | dd_phys_field | No | No | No | Yes | ABB Avon Bell Lumber Bentex Linger Switchgear Bharat Heavy Electricals Capital Meters ECE Elymer Electrics GEC Alsthom General Electric Genus Infrastructures Havells Himachal Energy Hpl Electric & Power Indotech Switchgear & Controls (Delhi) International Paper J.H. Baxter Jaipur Electronics Jnj Powercom Juvas Koppers L.D. McFarland Landis & Gyr Larsen & Toubro Montel Limited North Pacfic Lumber Oeser Other Palmohan Pole Star Powertech Secure Meter SquareD Stella-Jones Suzhou Power Meter Taylor Lumber Unknown Visiontek Westinghouse Weyerhaeuser ZEN | NA | No | 10
Equipment | eo_regulating_eqpt_controller | Regulating Equipment Controller | device_type | Device Type | dd_phys_field | No | No | No | Yes | Unknown | NA | No | 10
Equipment | eo_regulating_eqpt_controller | Regulating Equipment Controller | owner_type | Owner Type | dd_phys_field | No | No | No | Yes | Company Owned Customer Customer Owned Electric Utility-TPSODL Foreign Owned Other Utility Owned Unknown | NA | Yes | 16
Equipment | eo_regulating_eqpt_controller | Regulating Equipment Controller | embedded_ind | Embedded | dd_derived_field | No | No | No | Yes | No Unknown Yes | NA | No | 9
Equipment | eo_regulating_eqpt_controller | Regulating Equipment Controller | operational_mode | Operational Mode | dd_phys_field | No | No | No | Yes | Automatic Local Remote Unknown | NA | Yes | 10
Equipment | eo_regulating_eqpt_controller | Regulating Equipment Controller | specification_description | Specification Description | dd_derived_field | No | No | No | No |  | ds_char16_vector | No | 10
Equipment | eo_regulating_eqpt_controller | Regulating Equipment Controller | primary_control | Primary Control | dd_phys_field | No | No | No | Yes | AV Adaptive Var C Current D Temperature E Time/Temp Controlled F Fixed PF Power Factor R Var T Time Unknown V Voltage | NA | Yes | 10
Equipment | eo_regulating_eqpt_controller | Regulating Equipment Controller | id | Id | dd_phys_field | No | No | No | No |  | integer | Yes | 10
Equipment | eo_regulating_eqpt_controller | Regulating Equipment Controller | status | Lifecycle Status | dd_phys_field | No | No | No | Yes | Abandoned Existing Inactive Proposed Abandon Proposed Install Proposed Relocate Proposed Remove Proposed Replace Removed Temporary | NA | Yes | 10
Equipment | eo_regulating_eqpt_controller | Regulating Equipment Controller | specification | Specification | dd_join_field | No | Regulating Equipment Controller Spec | 0:n | No |  | NA | No | 20
Equipment | eo_regulating_eqpt_controller | Regulating Equipment Controller | equipment | Equipment | dd_join_field | No | Regulating Equipment | 0:n | No |  | NA | No | 20
Equipment | eo_regulating_eqpt_controller | Regulating Equipment Controller | asset_id | Asset ID | dd_phys_field | No | No | No | No |  | ds_char16_vector | No | 36
Equipment | eo_regulating_eqpt_controller | Regulating Equipment Controller | owner_name | Owner Name | dd_phys_field | No | No | No | Yes | Cable Company Customer Electric Utility Telephone Company Unknown | NA | No | 10
Equipment | eo_regulating_eqpt_controller | Regulating Equipment Controller | alias | Alias | dd_phys_field | No | No | No | No |  | ds_char16_vector | No | 64
Equipment | eo_regulating_eqpt_controller | Regulating Equipment Controller | name | Name | dd_phys_field | No | No | No | No |  | ds_char16_vector | No | 64
Equipment | eo_regulating_eqpt_controller | Regulating Equipment Controller | serial_number | Serial Number | dd_phys_field | No | No | No | No |  | ds_char16_vector | No | 20
Equipment | eo_regulating_eqpt_inst | Regulating Equipment Installation | owner_type | Owner Type | dd_phys_field | No | No | No | Yes | Company Owned Customer Customer Owned Electric Utility-TPSODL Foreign Owned Other Utility Owned Unknown | NA | Yes | 16
Equipment | eo_regulating_eqpt_inst | Regulating Equipment Installation | id | Id | dd_phys_field | No | No | No | No |  | integer | Yes | 10
Equipment | eo_regulating_eqpt_inst | Regulating Equipment Installation | bay | Bay | dd_join_field | No | Bay | 0:N | No |  | NA | No | 20
Equipment | eo_regulating_eqpt_inst | Regulating Equipment Installation | location_other | Other Location | dd_geom_field | point | No | No | No |  | NA | No | 10
Equipment | eo_regulating_eqpt_inst | Regulating Equipment Installation | leader_line | Leader Line | dd_geom_field | simple_chain | No | No | No |  | NA | No | 10
Equipment | eo_regulating_eqpt_inst | Regulating Equipment Installation | style_subcode | Style Subcode | dd_phys_field | No | No | No | Yes | Capacitor Abandoned Capacitor Existing Capacitor Existing with change Capacitor Inactive Capacitor Proposed Abandon Capacitor Proposed Install Capacitor Proposed Relocate Capacitor Proposed Remove Capacitor Proposed Replace Capacitor Removed Capacitor Temporary Condenser Abandoned Condenser Existing Condenser Existing with change Condenser Inactive Condenser Proposed Abandon Condenser Proposed Install Condenser Proposed Relocate Condenser Proposed Remove Condenser Proposed Replace Condenser Removed Condenser Temporary Frequency Convertor Abandoned Frequency Convertor Existing Frequency Convertor Existing with change Frequency Convertor Inactive Frequency Convertor Proposed Abandon Frequency Convertor Proposed Install Frequency Convertor Proposed Relocate Frequency Convertor Proposed Remove Frequency Convertor Proposed Replace Frequency Convertor Removed Frequency Convertor Temporary Reactor Abandoned Reactor Existing Reactor Existing with change Reactor Inactive Reactor Proposed Abandon Reactor Proposed Install Reactor Proposed Relocate Reactor Proposed Remove Reactor Proposed Replace Reactor Removed Reactor Temporary Shunt Reactor Abandoned Shunt Reactor Existing Shunt Reactor Existing with change Shunt Reactor Inactive Shunt Reactor Proposed Abandon Shunt Reactor Proposed Install Shunt Reactor Proposed Relocate Shunt Reactor Proposed Remove Shunt Reactor Proposed Replace Shunt Reactor Removed Shunt Reactor Temporary Synchronous Machine Abandoned Synchronous Machine Existing Synchronous Machine Existing with change Synchronous Machine Inactive Synchronous Machine Proposed Abandon Synchronous Machine Proposed Install Synchronous Machine Proposed Relocate Synchronous Machine Proposed Remove Synchronous Machine Proposed Replace Synchronous Machine Removed Synchronous Machine Temporary Unknown Abandoned Unknown Existing Unknown Existing with change Unknown Inactive Unknown Proposed Abandon Unknown Proposed Install Unknown Proposed Relocate Unknown Proposed Remove Unknown Proposed Replace Unknown Removed Unknown Temporary | NA | No | 10
Equipment | eo_regulating_eqpt_inst | Regulating Equipment Installation | scada_control_id | SCADA Control ID | dd_phys_field | No | No | No | No |  | ds_char16_vector | No | 32
Equipment | eo_regulating_eqpt_inst | Regulating Equipment Installation | schematic_nodes | Schematic Nodes | dd_join_field | No | Schematic Node | M:N | No |  | NA | No | 20
Equipment | eo_regulating_eqpt_inst | Regulating Equipment Installation | circuit_id | Circuit ID | dd_derived_field | No | No | No | No |  | ds_char16_vector | No | 12
Equipment | eo_regulating_eqpt_inst | Regulating Equipment Installation | connection_type | Connection Type | dd_phys_field | No | No | No | Yes | Delta Single phase Unknown Wye Wye neutral brought out | NA | No | 10
Equipment | eo_regulating_eqpt_inst | Regulating Equipment Installation | existing_assets | Existing Assets | dd_join_field | No | Regulating Equipment | join_via | No |  | NA | No | 20
Equipment | eo_regulating_eqpt_inst | Regulating Equipment Installation | mounting | Mounting | dd_phys_field | No | No | No | Yes | Overhead Underground Unknown | NA | Yes | 10
Equipment | eo_regulating_eqpt_inst | Regulating Equipment Installation | name | Name | dd_phys_field | No | No | No | No |  | ds_char16_vector | No | 64
Equipment | eo_regulating_eqpt_inst | Regulating Equipment Installation | scada_type | SCADA Type | dd_phys_field | No | No | No | Yes | Control Monitored None Unknown | NA | No | 10
Equipment | eo_regulating_eqpt_inst | Regulating Equipment Installation | annotation | Annotation | dd_geom_field | text | No | No | No |  | NA | No | 10
Equipment | eo_regulating_eqpt_inst | Regulating Equipment Installation | location | Location | dd_geom_field | point | No | No | No |  | NA | No | 10
Equipment | eo_regulating_eqpt_inst | Regulating Equipment Installation | owner_name | Owner Name | dd_phys_field | No | No | No | Yes | Cable Company Customer Electric Utility Telephone Company Unknown | NA | No | 10
Equipment | eo_regulating_eqpt_inst | Regulating Equipment Installation | annotation_sub | Sub Annotation | dd_geom_field | text | No | No | No |  | NA | No | 10
Equipment | eo_regulating_eqpt_inst | Regulating Equipment Installation | remarks_annotation | Remarks Annotation | dd_geom_field | text | No | No | No |  | NA | No | 10
Equipment | eo_regulating_eqpt_inst | Regulating Equipment Installation | existing_phases | Existing Phases | dd_join_field | No | Regulating Eqpt Existing Phase | 1:n | No |  | NA | No | 20
Equipment | eo_regulating_eqpt_inst | Regulating Equipment Installation | feeding_section | Feeding Section | dd_join_field | No | Circuit Section | M:N | No |  | NA | No | 20
Equipment | eo_regulating_eqpt_inst | Regulating Equipment Installation | source_id | Source ID | dd_phys_field | No | No | No | No |  | integer | No | 10
Equipment | eo_regulating_eqpt_inst | Regulating Equipment Installation | annotation_lv | LV Annotation | dd_geom_field | text | No | No | No |  | NA | No | 10
Equipment | eo_regulating_eqpt_inst | Regulating Equipment Installation | location_mv | MV Location | dd_geom_field | point | No | No | No |  | NA | No | 10
Equipment | eo_regulating_eqpt_inst | Regulating Equipment Installation | annotation_other | Other Annotation | dd_geom_field | text | No | No | No |  | NA | No | 10
Equipment | eo_regulating_eqpt_inst | Regulating Equipment Installation | nominal_voltage_pp | Nominal Voltage (P-P) | dd_phys_field | No | No | No | Yes | 0.000 V 110.000 V 120.000 V 208.000 V 220.000 V 230.000 V 240.000 V 415.000 V 2.400 kV 4.160 kV 6.600 kV 8.000 kV 11.000 kV 12.470 kV 23.900 kV 33.000 kV 66.000 kV 115.000 kV 132.000 kV 220.000 kV 433.000 kV | NA | No | 10
Equipment | eo_regulating_eqpt_inst | Regulating Equipment Installation | annotation_hv | HV Annotation | dd_geom_field | text | No | No | No |  | NA | No | 10
Equipment | eo_regulating_eqpt_inst | Regulating Equipment Installation | total_reactive_power | Total Reactive Power | dd_derived_field | No | No | No | No |  | float | No | 10
Equipment | eo_regulating_eqpt_inst | Regulating Equipment Installation | location_lv | LV Location | dd_geom_field | point | No | No | No |  | NA | No | 10
Equipment | eo_regulating_eqpt_inst | Regulating Equipment Installation | past_assets | Past Assets | dd_join_field | No | Regulating Equipment | join_via | No |  | NA | No | 20
Equipment | eo_regulating_eqpt_inst | Regulating Equipment Installation | phase_context | Phase Context | dd_phys_field | No | No | No | Yes | Unknown | NA | Yes | 10
Equipment | eo_regulating_eqpt_inst | Regulating Equipment Installation | future_assets | Future Assets | dd_join_field | No | Regulating Equipment | join_via | No |  | NA | No | 20
Equipment | eo_regulating_eqpt_inst | Regulating Equipment Installation | dac | Distribution Automation Controller | dd_join_field | No | Distribution Automation Controller | 0:N | No |  | NA | No | 20
Equipment | eo_regulating_eqpt_inst | Regulating Equipment Installation | markers | Markers | dd_join_field | No | Marker | M:N | No |  | NA | No | 20
Equipment | eo_regulating_eqpt_inst | Regulating Equipment Installation | scada_monitor_id | SCADA Monitor ID | dd_phys_field | No | No | No | No |  | ds_char16_vector | No | 12
Equipment | eo_regulating_eqpt_inst | Regulating Equipment Installation | schematic_links | Schematic Links | dd_join_field | No | Schematic Link | M:N | No |  | NA | No | 20
Equipment | eo_regulating_eqpt_inst | Regulating Equipment Installation | circuit_and_section_boundary | Circuit/Section Boundary | dd_join_field | No | Circuit | M:N | No |  | NA | No | 20
Equipment | eo_regulating_eqpt_inst | Regulating Equipment Installation | circuit_source_stopper | Circuit Source/Stopper | dd_join_field | No | Circuit Source | 0:00 | No |  | NA | No | 20
Equipment | eo_regulating_eqpt_inst | Regulating Equipment Installation | future_phases | Future Phases | dd_join_field | No | Regulating Eqpt Future Phase | 1:n | No |  | NA | No | 20
Equipment | eo_regulating_eqpt_inst | Regulating Equipment Installation | location_description_id | location_description_id | dd_phys_field | No | No | No | No |  | integer | Yes | 10
Equipment | eo_regulating_eqpt_inst | Regulating Equipment Installation | location_sub | Sub Location | dd_geom_field | point | No | No | No |  | NA | No | 10
Equipment | eo_regulating_eqpt_inst | Regulating Equipment Installation | past_phases | Past Phases | dd_join_field | No | Regulating Eqpt Past Phase | 1:n | No |  | NA | No | 20
Equipment | eo_regulating_eqpt_inst | Regulating Equipment Installation | remarks_id | remarks_id | dd_phys_field | No | No | No | No |  | integer | Yes | 10
Equipment | eo_regulating_eqpt_inst | Regulating Equipment Installation | device_type | Device Type | dd_derived_field | No | No | No | Yes | Capacitor Condenser Frequency Convertor Reactor Shunt Reactor Synchronous Machine Unknown | NA | No | 10
Equipment | eo_regulating_eqpt_inst | Regulating Equipment Installation | installation_group | Installation Group | dd_join_field | No | Installation Group | 0:N | No |  | NA | No | 20
Equipment | eo_regulating_eqpt_inst | Regulating Equipment Installation | future_phasing | Future Phasing | dd_derived_field | No | No | No | Yes | A AB ABC ABCN ABCNE ABN ABNE AC ACB ACBN ACN ACNE AN ANE B BA BAC BACN BAN BC BCA BCAN BCN BCNE BN BNE BR C CA CAB CABN CAN CB CBA CBAN CBN CN CNE Earth Neutral Neutral-Earth Not Applicable R RB RY RYB RYBN Static Unknown Y YB | NA | No | 10
Equipment | eo_regulating_eqpt_inst | Regulating Equipment Installation | alias_description | Alias Description | dd_derived_field | No | No | No | No |  | ds_char16_vector | No | 255
Equipment | eo_regulating_eqpt_inst | Regulating Equipment Installation | alias | Alias | dd_phys_field | No | No | No | No |  | ds_char16_vector | No | 64
Equipment | eo_regulating_eqpt_inst | Regulating Equipment Installation | circuit_id2 | Circuit ID2 | dd_derived_field | No | No | No | No |  | ds_char16_vector | No | 12
Equipment | eo_regulating_eqpt_inst | Regulating Equipment Installation | circuit_and_section | Circuit/Section | dd_join_field | No | Circuit | M:N | No |  | NA | No | 20
Equipment | eo_regulating_eqpt_inst | Regulating Equipment Installation | network_type | Network Type | dd_phys_field | No | No | No | Yes | EHV HV LV MV Substation | NA | Yes | 10
Equipment | eo_regulating_eqpt_inst | Regulating Equipment Installation | location_hv | HV Location | dd_geom_field | point | No | No | No |  | NA | No | 10
Equipment | eo_regulating_eqpt_inst | Regulating Equipment Installation | existing_phasing | Existing Phasing | dd_derived_field | No | No | No | Yes | A AB ABC ABCN ABCNE ABN ABNE AC ACB ACBN ACN ACNE AN ANE B BA BAC BACN BAN BC BCA BCAN BCN BCNE BN BNE BR C CA CAB CABN CAN CB CBA CBAN CBN CN CNE Earth Neutral Neutral-Earth Not Applicable R RB RY RYB RYBN Static Unknown Y YB | NA | No | 10
Equipment | eo_regulating_eqpt_inst | Regulating Equipment Installation | source_data | Source Data | dd_phys_field | No | No | No | No |  | ds_char16_vector | No | 6
Equipment | eo_regulating_eqpt_inst | Regulating Equipment Installation | status | Lifecycle Status | dd_phys_field | No | No | No | Yes | Abandoned Existing Inactive Proposed Abandon Proposed Install Proposed Relocate Proposed Remove Proposed Replace Removed Temporary | NA | Yes | 10
Equipment | eo_regulating_eqpt_inst | Regulating Equipment Installation | annotation_mv | MV Annotation | dd_geom_field | text | No | No | No |  | NA | No | 10
Equipment | eo_power_xfrmr | Power Transformer | tp_adopted_tap | Adopted Tap | dd_phys_field | No | No | No | No |  | integer | No | 10
Equipment | eo_power_xfrmr | Power Transformer | tp_xfrmr_temp_rising_wdg | Max Temperature Rising Winding | dd_phys_field | No | No | No | No |  | float | No | 10
Equipment | eo_power_xfrmr | Power Transformer | tp_cooling_type | Cooling Type | dd_phys_field | No | No | No | Yes | Not Available ODAF/OFAF OFWF ONAF ONAN Others Unknown | NA | No | 10
Equipment | eo_power_xfrmr | Power Transformer | asset_id | Asset ID | dd_phys_field | No | No | No | No |  | ds_char16_vector | No | 36
Equipment | eo_power_xfrmr | Power Transformer | tp_weight_of_oil | Weight of Oil | dd_phys_field | No | No | No | No |  | integer | No | 10
Equipment | eo_power_xfrmr | Power Transformer | tp_migration_unique_id | Migration Unique Id | dd_phys_field | No | No | No | No |  | ds_char16_vector | No | 32
Equipment | eo_power_xfrmr | Power Transformer | existing_installation | Existing Installation | dd_join_field | No | Power Transformer Installation | join_via | No |  | NA | No | 20
Equipment | eo_power_xfrmr | Power Transformer | primary_voltage_capability | Primary Voltage Capability | dd_derived_field | No | No | No | Yes | Dual Voltage Single Voltage Triple Voltage Unknown | NA | No | 16
Equipment | eo_power_xfrmr | Power Transformer | source_data | Source Data | dd_phys_field | No | No | No | No |  | ds_char16_vector | No | 6
Equipment | eo_power_xfrmr | Power Transformer | source_id | Source ID | dd_phys_field | No | No | No | No |  | integer | No | 10
Equipment | eo_power_xfrmr | Power Transformer | rated_load_voltage | Rated Secondary Voltage | dd_derived_field | No | No | No | No |  | float | No | 10
Equipment | eo_power_xfrmr | Power Transformer | vector_group | Vector Group | dd_derived_field | No | No | No | No |  | ds_char16_vector | No | 5
Equipment | eo_power_xfrmr | Power Transformer | tp_rated_primary_current | Rated Primary Current | dd_phys_field | No | No | No | No |  | float | No | 10
Equipment | eo_power_xfrmr | Power Transformer | load_fuse_size | Secondary Fuse Size | dd_phys_field | No | No | No | Yes | 0.000 A 0.400 A 0.700 A 1.000 A 1.500 A 2.000 A 3.000 A 4.000 A 5.000 A 6.000 A 7.000 A 8.000 A 10.000 A 12.000 A 13.000 A 15.000 A 18.000 A 20.000 A 25.000 A 30.000 A 40.000 A 50.000 A 60.000 A 65.000 A 75.000 A 80.000 A 85.000 A 100.000 A 101.000 A 102.000 A 125.000 A 140.000 A 150.000 A 175.000 A 200.000 A 250.000 A 300.000 A | NA | No | 7
Equipment | eo_power_xfrmr | Power Transformer | tp_tap_changer_type | Tap Changer Type | dd_phys_field | No | No | No | Yes | No Tap Off Load On Load Unknown | NA | No | 10
Equipment | eo_power_xfrmr | Power Transformer | tp_operating_rating_in_kva | Operating KVA | dd_phys_field | No | No | No | No |  | float | No | 10
Equipment | eo_power_xfrmr | Power Transformer | tap_position | Tap Position | dd_phys_field | No | No | No | No |  | integer | No | 10
Equipment | eo_power_xfrmr | Power Transformer | specification | Specification | dd_join_field | No | Power Transformer Spec | 0:N | No |  | NA | No | 20
Equipment | eo_power_xfrmr | Power Transformer | tp_tap_changer_id | Tap Changer ID | dd_phys_field | No | No | No | No |  | ds_char16_vector | No | 32
Equipment | eo_power_xfrmr | Power Transformer | tp_maximum_tap | Maximum Tap | dd_phys_field | No | No | No | No |  | integer | No | 10
Equipment | eo_power_xfrmr | Power Transformer | impedance | Impedance | dd_derived_field | No | No | No | No |  | float | No | 10
Equipment | eo_power_xfrmr | Power Transformer | insulation | Insulation | dd_derived_field | No | No | No | No |  | ds_char16_vector | No | 10
Equipment | eo_power_xfrmr | Power Transformer | specification_description | Specification Description | dd_derived_field | No | No | No | No |  | ds_char16_vector | No | 10
Equipment | eo_power_xfrmr | Power Transformer | current_limiting_fuse_ind | Current Limiting Fuse | dd_phys_field | No | No | No | Yes | No Unknown Yes | NA | No | 10
Equipment | eo_power_xfrmr | Power Transformer | past_installation | Past Installation | dd_join_field | No | Power Transformer Installation | join_via | No |  | NA | No | 20
Equipment | eo_power_xfrmr | Power Transformer | tp_ea_equipment_id | EA Equipment ID | dd_phys_field | No | No | No | No |  | ds_char16_vector | No | 32
Equipment | eo_power_xfrmr | Power Transformer | tp_core | Core | dd_phys_field | No | No | No | Yes | Amorphous Copper Crgo Iron Others Shell Unknown | NA | No | 10
Equipment | eo_power_xfrmr | Power Transformer | tp_ngt_no | NGT No | dd_phys_field | No | No | No | No |  | integer | No | 10
Equipment | eo_power_xfrmr | Power Transformer | serial_number | Serial Number | dd_phys_field | No | No | No | No |  | ds_char16_vector | No | 20
Equipment | eo_power_xfrmr | Power Transformer | load_fuse_type | Secondary Fuse Type | dd_phys_field | No | No | No | Yes | A D E ELF ELS ELX K LF N NX S&C SLW E SM-4 (E) SM-5 (E) SMD-20 (E) SMU-20 (E) Solid Bar T Unknown X X-Limiter | NA | No | 12
Equipment | eo_power_xfrmr | Power Transformer | tp_number_of_steps | Number of Steps | dd_phys_field | No | No | No | Yes | 0 1 10 12 13 2 3 4 5 6 7 8 9 Unknown | NA | No | 10
Equipment | eo_power_xfrmr | Power Transformer | full_load_loss | Full Load Loss | dd_derived_field | No | No | No | No |  | float | No | 10
Equipment | eo_power_xfrmr | Power Transformer | future_phases | Future Phases | dd_join_field | No | Power Transformer Future Phase | 1:n | No |  | NA | No | 20
Equipment | eo_power_xfrmr | Power Transformer | date_acquired | Date Acquired | dd_phys_field | No | No | No | No |  | ds_date | No | 19
Equipment | eo_power_xfrmr | Power Transformer | tp_xfrmr_temp_rising_oil | Max Temperature Rising Oil | dd_phys_field | No | No | No | No |  | float | No | 10
Equipment | eo_power_xfrmr | Power Transformer | tp_transport_weight | Transport weight | dd_phys_field | No | No | No | No |  | integer | No | 10
Equipment | eo_power_xfrmr | Power Transformer | future_installation | Future Installation | dd_join_field | No | Power Transformer Installation | join_via | No |  | NA | No | 20
Equipment | eo_power_xfrmr | Power Transformer | rated_source_voltage | Rated Primary Voltage | dd_derived_field | No | No | No | No |  | float | No | 10
Equipment | eo_power_xfrmr | Power Transformer | tp_percentage_loading | Percentage Loading | dd_phys_field | No | No | No | No |  | float | No | 10
Equipment | eo_power_xfrmr | Power Transformer | tp_landmark | Landmark | dd_phys_field | No | No | No | No |  | ds_char16_vector | No | 32
Equipment | eo_power_xfrmr | Power Transformer | controller | Controller | dd_join_field | No | Power Transformer Controller | 0:n | No |  | NA | No | 20
Equipment | eo_power_xfrmr | Power Transformer | tp_sub_type | Sub Type | dd_phys_field | No | No | No | Yes | Dry Type Hermathicaly Sealed Oil Cooled Others Unknown | NA | No | 10
Equipment | eo_power_xfrmr | Power Transformer | remarks_id | Remarks Id | dd_phys_field | No | No | No | No |  | integer | Yes | 10
Equipment | eo_power_xfrmr | Power Transformer | tp_minimum_tap | Minimum Tap | dd_phys_field | No | No | No | No |  | integer | No | 10
Equipment | eo_power_xfrmr | Power Transformer | tp_rated_magnetizing_current | Rated Magnetizing Current | dd_phys_field | No | No | No | No |  | float | No | 10
Equipment | eo_power_xfrmr | Power Transformer | tp_load_tap_chng_indicator? | Load Tap Changer Indicator? | dd_phys_field | No | No | No | Yes | NA No Unknown Yes | NA | No | 10
Equipment | eo_power_xfrmr | Power Transformer | no_load_loss | No Load Loss | dd_derived_field | No | No | No | No |  | float | No | 10
Equipment | eo_power_xfrmr | Power Transformer | tp_number_of_taps | Number of Taps | dd_phys_field | No | No | No | Yes | 0 1 10 12 13 2 3 4 5 6 7 8 9 Unknown | NA | No | 10
Equipment | eo_power_xfrmr | Power Transformer | tp_warranty_end_date | Warranty End Date | dd_phys_field | No | No | No | No |  | ds_date | No | 10
Equipment | eo_power_xfrmr | Power Transformer | source_fuse_size | Primary Fuse Size | dd_phys_field | No | No | No | Yes | 0.000 A 0.400 A 0.700 A 1.000 A 1.500 A 2.000 A 3.000 A 4.000 A 5.000 A 6.000 A 7.000 A 8.000 A 10.000 A 12.000 A 13.000 A 15.000 A 18.000 A 20.000 A 25.000 A 30.000 A 40.000 A 50.000 A 60.000 A 65.000 A 75.000 A 80.000 A 85.000 A 100.000 A 101.000 A 102.000 A 125.000 A 140.000 A 150.000 A 175.000 A 200.000 A 250.000 A 300.000 A | NA | No | 7
Equipment | eo_power_xfrmr | Power Transformer | tp_rated_capacity | Rated Capacity | dd_phys_field | No | No | No | Yes | 0.000 kV 10.000 kV 16.000 kV 25.000 kV 50.000 kV 63.000 kV 75.000 kV 100.000 kV 125.000 kV 150.000 kV 160.000 kV 200.000 kV 220.000 kV 250.000 kV 300.000 kV 315.000 kV 350.000 kV 400.000 kV 415.000 kV 500.000 kV 630.000 kV 650.000 kV 750.000 kV 800.000 kV 900.000 kV 950.000 kV 990.000 kV 995.000 kV 1000.000 kV 1200.000 kV 1250.000 kV 1500.000 kV 1600.000 kV 1750.000 kV 2000.000 kV 2500.000 kV | NA | No | 10
Equipment | eo_power_xfrmr | Power Transformer | source_fuse_type | Primary Fuse Type | dd_phys_field | No | No | No | Yes | A D E ELF ELS ELX K LF N NX S&C SLW E SM-4 (E) SM-5 (E) SMD-20 (E) SMU-20 (E) Solid Bar T Unknown X X-Limiter | NA | No | 12
Equipment | eo_power_xfrmr | Power Transformer | bank_type | Bank Type | dd_derived_field | No | No | No | Yes | 3/2 scott Banked Dd0 Dd6 Dyn11 Dz0 Dz6 Not Available Paralleled Series Unknown YnAoOd11 Ynd11 Yy0 Yy6 Yyy Yz11 | NA | No | 12
Equipment | eo_power_xfrmr | Power Transformer | existing_phases | Existing Phases | dd_join_field | No | Power Transformer Existing Phase | 1:n | No |  | NA | No | 20
Equipment | eo_power_xfrmr | Power Transformer | tp_star_rating | Star Rating | dd_phys_field | No | No | No | Yes | 1 Star 2 Star 3 Star 4 Star 5 Star Unknown | NA | No | 10
Equipment | eo_power_xfrmr | Power Transformer | past_phases | Past Phases | dd_join_field | No | Power Transformer Past Phase | 1:n | No |  | NA | No | 20
Equipment | eo_power_xfrmr | Power Transformer | device_type | Device Type | dd_phys_field | No | No | No | Yes | Distribution Transformer Network Overhead Power Transformer Regulator SWER Isolation Station Auxilary Transformer Step Substation Underground Unknown | NA | Yes | 10
Equipment | eo_power_xfrmr | Power Transformer | remarks_annotation | Remarks Annotation | dd_geom_field | text | No | No | No |  | NA | No | 10
Equipment | eo_power_xfrmr | Power Transformer | alias | Alias | dd_phys_field | No | No | No | No |  | ds_char16_vector | No | 64
Equipment | eo_power_xfrmr | Power Transformer | date_manufactured | Date Manufactured | dd_phys_field | No | No | No | No |  | ds_date | No | 19
Equipment | eo_power_xfrmr | Power Transformer | alias_description | Alias Description | dd_derived_field | No | No | No | No |  | ds_char16_vector | No | 255
Equipment | eo_power_xfrmr | Power Transformer | tp_oil_quantity | Oil Quantity | dd_phys_field | No | No | No | No |  | float | No | 10
Equipment | eo_power_xfrmr | Power Transformer | tp_tap_chng_nor_pos | Tap Changer Normal Position | dd_phys_field | No | No | No | No |  | ds_char16_vector | No | 32
Equipment | eo_power_xfrmr | Power Transformer | tp_tap_changer_serial_number | Tap Changer Serial Number | dd_phys_field | No | No | No | No |  | ds_char16_vector | No | 32
Equipment | eo_power_xfrmr | Power Transformer | tp_date_of_last_maintenance | Date of Last Maintenance | dd_phys_field | No | No | No | No |  | ds_date | No | 10
Equipment | eo_power_xfrmr | Power Transformer | tp_neutral_grounding_type | Neutral Grounding Type | dd_phys_field | No | No | No | Yes | NGT Not Available Resistance Solid Unknown | NA | No | 10
Equipment | eo_power_xfrmr | Power Transformer | tp_weight_core_and_winding | Weight Core and Winding | dd_phys_field | No | No | No | No |  | float | No | 10
Equipment | eo_power_xfrmr | Power Transformer | id | Id | dd_phys_field | No | No | No | No |  | integer | Yes | 10
Equipment | eo_power_xfrmr | Power Transformer | tp_condition_of_xfrmr | Condition of Transformer | dd_phys_field | No | No | No | Yes | Broken Fogged Good Needs Attention OK Unknown Very Bad | NA | No | 10
Equipment | eo_power_xfrmr | Power Transformer | tp_maximum_demand | Maximum Demand | dd_phys_field | No | No | No | No |  | float | No | 10
Equipment | eo_power_xfrmr | Power Transformer | rated_apparent_power | Rated Apparent Power | dd_derived_field | No | No | No | No |  | float | No | 10
Equipment | eo_power_xfrmr | Power Transformer | manufacturer | Manufacturer | dd_phys_field | No | No | No | Yes | ABB Avon Bell Lumber Bentex Linger Switchgear Bharat Heavy Electricals Capital Meters ECE Elymer Electrics GEC Alsthom General Electric Genus Infrastructures Havells Himachal Energy Hpl Electric & Power Indotech Switchgear & Controls (Delhi) International Paper J.H. Baxter Jaipur Electronics Jnj Powercom Juvas Koppers L.D. McFarland Landis & Gyr Larsen & Toubro Montel Limited North Pacfic Lumber Oeser Other Palmohan Pole Star Powertech Secure Meter SquareD Stella-Jones Suzhou Power Meter Taylor Lumber Unknown Visiontek Westinghouse Weyerhaeuser ZEN | NA | No | 10
Equipment | eo_power_xfrmr | Power Transformer | tp_tap_changer_make | Tap Changer Make | dd_phys_field | No | No | No | Yes | ABB Avon Bell Lumber Bentex Linger Switchgear Bharat Heavy Electricals Capital Meters ECE Elymer Electrics GEC Alsthom General Electric Genus Infrastructures Havells Himachal Energy Hpl Electric & Power Indotech Switchgear & Controls (Delhi) International Paper J.H. Baxter Jaipur Electronics Jnj Powercom Juvas Koppers L.D. McFarland Landis & Gyr Larsen & Toubro Montel Limited North Pacfic Lumber Oeser Other Palmohan Pole Star Powertech Secure Meter SquareD Stella-Jones Suzhou Power Meter Taylor Lumber Unknown Visiontek Westinghouse Weyerhaeuser ZEN | NA | No | 10
Equipment | eo_power_xfrmr | Power Transformer | tp_number_of_fans | Number of Fans | dd_phys_field | No | No | No | Yes | 0 1 10 12 13 2 3 4 5 6 7 8 9 Unknown | NA | No | 10
Equipment | eo_power_xfrmr | Power Transformer | tp_total_weight | Total Weight | dd_phys_field | No | No | No | No |  | integer | No | 10
Equipment | eo_power_xfrmr | Power Transformer | tp_tap_chng_prst_position | Tap Changer Present Position | dd_phys_field | No | No | No | No |  | ds_char16_vector | No | 64
Equipment | eo_3w_power_xfrmr | 3-Winding Transformer | tertiary_fuse_size | Tertiary Fuse Size | dd_phys_field | No | No | No | Yes | 0.000 A 0.400 A 0.700 A 1.000 A 1.500 A 2.000 A 3.000 A 4.000 A 5.000 A 6.000 A 7.000 A 8.000 A 10.000 A 12.000 A 13.000 A 15.000 A 18.000 A 20.000 A 25.000 A 30.000 A 40.000 A 50.000 A 60.000 A 65.000 A 75.000 A 80.000 A 85.000 A 100.000 A 101.000 A 102.000 A 125.000 A 140.000 A 150.000 A 175.000 A 200.000 A 250.000 A 300.000 A | NA | No | 7
Equipment | eo_3w_power_xfrmr | 3-Winding Transformer | rated_load_voltage | Rated Secondary Voltage | dd_derived_field | No | No | No | No |  | float | No | 10
Equipment | eo_3w_power_xfrmr | 3-Winding Transformer | serial_number | Serial Number | dd_phys_field | No | No | No | No |  | ds_char16_vector | No | 20
Equipment | eo_3w_power_xfrmr | 3-Winding Transformer | alias_description | Alias Description | dd_derived_field | No | No | No | No |  | ds_char16_vector | No | 255
Equipment | eo_3w_power_xfrmr | 3-Winding Transformer | ltc_1 | LTC-1 | dd_derived_field | No | No | No | Yes | Primary Secondary Tertiary Unknown | NA | No | 10
Equipment | eo_3w_power_xfrmr | 3-Winding Transformer | rated_app_power_ter | Rated Apparent Power - Ter | dd_derived_field | No | No | No | No |  | float | No | 10
Equipment | eo_3w_power_xfrmr | 3-Winding Transformer | load_fuse_size | Secondary Fuse Size | dd_phys_field | No | No | No | Yes | 0.000 A 0.400 A 0.700 A 1.000 A 1.500 A 2.000 A 3.000 A 4.000 A 5.000 A 6.000 A 7.000 A 8.000 A 10.000 A 12.000 A 13.000 A 15.000 A 18.000 A 20.000 A 25.000 A 30.000 A 40.000 A 50.000 A 60.000 A 65.000 A 75.000 A 80.000 A 85.000 A 100.000 A 101.000 A 102.000 A 125.000 A 140.000 A 150.000 A 175.000 A 200.000 A 250.000 A 300.000 A | NA | No | 7
Equipment | eo_3w_power_xfrmr | 3-Winding Transformer | source_data | Source Data | dd_phys_field | No | No | No | No |  | ds_char16_vector | No | 6
Equipment | eo_3w_power_xfrmr | 3-Winding Transformer | insulation | Insulation | dd_derived_field | No | No | No | No |  | ds_char16_vector | No | 10
Equipment | eo_3w_power_xfrmr | 3-Winding Transformer | rated_app_power_pri | Rated Apparent Power - Pri | dd_derived_field | No | No | No | No |  | float | No | 10
Equipment | eo_3w_power_xfrmr | 3-Winding Transformer | specification_description | Specification Description | dd_derived_field | No | No | No | No |  | ds_char16_vector | No | 10
Equipment | eo_3w_power_xfrmr | 3-Winding Transformer | date_acquired | Date Acquired | dd_phys_field | No | No | No | No |  | ds_date | No | 19
Equipment | eo_3w_power_xfrmr | 3-Winding Transformer | rated_tertiary_voltage | Rated Tertiary Voltage | dd_derived_field | No | No | No | No |  | float | No | 10
Equipment | eo_3w_power_xfrmr | 3-Winding Transformer | tertiary_fuse_type | Tertiary Fuse Type | dd_phys_field | No | No | No | Yes | A D E ELF ELS ELX K LF N NX S&C SLW E SM-4 (E) SM-5 (E) SMD-20 (E) SMU-20 (E) Solid Bar T Unknown X X-Limiter | NA | No | 12
Equipment | eo_3w_power_xfrmr | 3-Winding Transformer | existing_phases | Existing Phases | dd_join_field | No | 3-Winding Transformer Existing Phase | 1:n | No |  | NA | No | 20
Equipment | eo_3w_power_xfrmr | 3-Winding Transformer | past_phases | Past Phases | dd_join_field | No | 3-Winding Transformer Past Phase | 1:n | No |  | NA | No | 20
Equipment | eo_3w_power_xfrmr | 3-Winding Transformer | past_installation | Past Installation | dd_join_field | No | 3-Winding Transformer Installation | join_via | No |  | NA | No | 20
Equipment | eo_3w_power_xfrmr | 3-Winding Transformer | x_r_ratio_pri_to_sec | X/R Ratio (Pri - Sec) | dd_derived_field | No | No | No | No |  | float | No | 10
Equipment | eo_3w_power_xfrmr | 3-Winding Transformer | impedance_pri_to_ter | Impedance (Pri - Ter) | dd_derived_field | No | No | No | No |  | float | No | 10
Equipment | eo_3w_power_xfrmr | 3-Winding Transformer | source_fuse_type | Primary Fuse Type | dd_phys_field | No | No | No | Yes | A D E ELF ELS ELX K LF N NX S&C SLW E SM-4 (E) SM-5 (E) SMD-20 (E) SMU-20 (E) Solid Bar T Unknown X X-Limiter | NA | No | 12
Equipment | eo_3w_power_xfrmr | 3-Winding Transformer | existing_installation | Existing Installation | dd_join_field | No | 3-Winding Transformer Installation | join_via | No |  | NA | No | 20
Equipment | eo_3w_power_xfrmr | 3-Winding Transformer | tap_position_1 | Tap 1 Position | dd_phys_field | No | No | No | No |  | integer | No | 10
Equipment | eo_3w_power_xfrmr | 3-Winding Transformer | bank_type | Bank Type | dd_derived_field | No | No | No | Yes | 3/2 scott Banked Dd0 Dd6 Dyn11 Dz0 Dz6 Not Available Paralleled Series Unknown YnAoOd11 Ynd11 Yy0 Yy6 Yyy Yz11 | NA | No | 12
Equipment | eo_3w_power_xfrmr | 3-Winding Transformer | remarks_annotation | Remarks Annotation | dd_geom_field | text | No | No | No |  | NA | No | 10
Equipment | eo_3w_power_xfrmr | 3-Winding Transformer | ltc_2 | LTC-2 | dd_derived_field | No | No | No | Yes | Primary Secondary Tertiary Unknown | NA | No | 10
Equipment | eo_3w_power_xfrmr | 3-Winding Transformer | impedance_sec_to_ter | Impedance (Sec - Ter) | dd_derived_field | No | No | No | No |  | float | No | 10
Equipment | eo_3w_power_xfrmr | 3-Winding Transformer | current_limiting_fuse_ind | Current Limiting Fuse | dd_phys_field | No | No | No | Yes | No Unknown Yes | NA | No | 10
Equipment | eo_3w_power_xfrmr | 3-Winding Transformer | specification | Specification | dd_join_field | No | 3-Winding Transformer Spec | 0:N | No |  | NA | No | 20
Equipment | eo_3w_power_xfrmr | 3-Winding Transformer | controller | Controller | dd_join_field | No | 3-Winding Transformer Controller | 0:n | No |  | NA | No | 20
Equipment | eo_3w_power_xfrmr | 3-Winding Transformer | future_phases | Future Phases | dd_join_field | No | 3-Winding Transformer Future Phase | 1:n | No |  | NA | No | 20
Equipment | eo_3w_power_xfrmr | 3-Winding Transformer | rated_app_power_sec | Rated Apparent Power - Sec | dd_derived_field | No | No | No | No |  | float | No | 10
Equipment | eo_3w_power_xfrmr | 3-Winding Transformer | tap_position_2 | Tap 2 Position | dd_phys_field | No | No | No | No |  | integer | No | 10
Equipment | eo_3w_power_xfrmr | 3-Winding Transformer | x_r_ratio_sec_to_ter | X/R Ratio (Sec - Ter) | dd_derived_field | No | No | No | No |  | float | No | 10
Equipment | eo_3w_power_xfrmr | 3-Winding Transformer | id | Id | dd_phys_field | No | No | No | No |  | integer | Yes | 10
Equipment | eo_3w_power_xfrmr | 3-Winding Transformer | impedance_pri_to_sec | Impedance (Pri - Sec) | dd_derived_field | No | No | No | No |  | float | No | 10
Equipment | eo_3w_power_xfrmr | 3-Winding Transformer | remarks_id | Remarks Id | dd_phys_field | No | No | No | No |  | integer | Yes | 10
Equipment | eo_3w_power_xfrmr | 3-Winding Transformer | date_manufactured | Date Manufactured | dd_phys_field | No | No | No | No |  | ds_date | No | 19
Equipment | eo_3w_power_xfrmr | 3-Winding Transformer | x_r_ratio_pri_to_ter | X/R Ratio (Pri - Ter) | dd_derived_field | No | No | No | No |  | float | No | 10
Equipment | eo_3w_power_xfrmr | 3-Winding Transformer | asset_id | Asset ID | dd_phys_field | No | No | No | No |  | ds_char16_vector | No | 36
Equipment | eo_3w_power_xfrmr | 3-Winding Transformer | source_fuse_size | Primary Fuse Size | dd_phys_field | No | No | No | Yes | 0.000 A 0.400 A 0.700 A 1.000 A 1.500 A 2.000 A 3.000 A 4.000 A 5.000 A 6.000 A 7.000 A 8.000 A 10.000 A 12.000 A 13.000 A 15.000 A 18.000 A 20.000 A 25.000 A 30.000 A 40.000 A 50.000 A 60.000 A 65.000 A 75.000 A 80.000 A 85.000 A 100.000 A 101.000 A 102.000 A 125.000 A 140.000 A 150.000 A 175.000 A 200.000 A 250.000 A 300.000 A | NA | No | 7
Equipment | eo_3w_power_xfrmr | 3-Winding Transformer | device_type | Device Type | dd_phys_field | No | No | No | Yes | Distribution Transformer Network Overhead Power Transformer Regulator SWER Isolation Station Auxilary Transformer Step Substation Underground Unknown | NA | Yes | 10
Equipment | eo_3w_power_xfrmr | 3-Winding Transformer | vector_group | Vector Group | dd_derived_field | No | No | No | No |  | ds_char16_vector | No | 5
Equipment | eo_3w_power_xfrmr | 3-Winding Transformer | no_load_loss | No Load Loss | dd_derived_field | No | No | No | No |  | float | No | 10
Equipment | eo_3w_power_xfrmr | 3-Winding Transformer | rated_source_voltage | Rated Primary Voltage | dd_derived_field | No | No | No | No |  | float | No | 10
Equipment | eo_3w_power_xfrmr | 3-Winding Transformer | alias | Alias | dd_phys_field | No | No | No | No |  | ds_char16_vector | No | 64
Equipment | eo_3w_power_xfrmr | 3-Winding Transformer | source_id | Source ID | dd_phys_field | No | No | No | No |  | integer | No | 10
Equipment | eo_3w_power_xfrmr | 3-Winding Transformer | future_installation | Future Installation | dd_join_field | No | 3-Winding Transformer Installation | join_via | No |  | NA | No | 20
Equipment | eo_3w_power_xfrmr | 3-Winding Transformer | full_load_loss | Full Load Loss | dd_derived_field | No | No | No | No |  | float | No | 10
Equipment | eo_3w_power_xfrmr | 3-Winding Transformer | load_fuse_type | Secondary Fuse Type | dd_phys_field | No | No | No | Yes | A D E ELF ELS ELX K LF N NX S&C SLW E SM-4 (E) SM-5 (E) SMD-20 (E) SMU-20 (E) Solid Bar T Unknown X X-Limiter | NA | No | 12
Equipment | eo_3w_power_xfrmr | 3-Winding Transformer | manufacturer | Manufacturer | dd_phys_field | No | No | No | Yes | ABB Avon Bell Lumber Bentex Linger Switchgear Bharat Heavy Electricals Capital Meters ECE Elymer Electrics GEC Alsthom General Electric Genus Infrastructures Havells Himachal Energy Hpl Electric & Power Indotech Switchgear & Controls (Delhi) International Paper J.H. Baxter Jaipur Electronics Jnj Powercom Juvas Koppers L.D. McFarland Landis & Gyr Larsen & Toubro Montel Limited North Pacfic Lumber Oeser Other Palmohan Pole Star Powertech Secure Meter SquareD Stella-Jones Suzhou Power Meter Taylor Lumber Unknown Visiontek Westinghouse Weyerhaeuser ZEN | NA | No | 10
Equipment | eo_3w_power_xfrmr | 3-Winding Transformer | primary_voltage_capability | Primary Voltage Capability | dd_derived_field | No | No | No | Yes | Dual Voltage Single Voltage Triple Voltage Unknown | NA | No | 16
Equipment | eo_energy_storage | Energy Storage | specification_description | Specification Description | dd_derived_field | No | No | No | No |  | ds_char16_vector | No | 10
Equipment | eo_energy_storage | Energy Storage | past_phases | Past Phases | dd_join_field | No | Energy Storage Past Phase | 1:n | No |  | NA | No | 20
Equipment | eo_energy_storage | Energy Storage | source_id | Source Id | dd_phys_field | No | No | No | No |  | integer | No | 10
Equipment | eo_energy_storage | Energy Storage | tp_number_of_cells | Number of Cells | dd_phys_field | No | No | No | No |  | integer | No | 10
Equipment | eo_energy_storage | Energy Storage | tp_date_of_last_updation_in_gis | Date Last Updated in GIS | dd_phys_field | No | No | No | No |  | ds_date | No | 10
Equipment | eo_energy_storage | Energy Storage | tp_time_of_data_collection | Time of data collection | dd_phys_field | No | No | No | No |  | ds_char16_vector | No | 32
Equipment | eo_energy_storage | Energy Storage | alias | Alias | dd_phys_field | No | No | No | No |  | ds_char16_vector | No | 64
Equipment | eo_energy_storage | Energy Storage | date_manufactured | Date Manufactured | dd_phys_field | No | No | No | No |  | ds_date | No | 10
Equipment | eo_energy_storage | Energy Storage | tp_sub_type | Sub Type | dd_phys_field | No | No | No | Yes | Battery Community Energy Storage Dry LeadAcid Others Sodium-sulfur Battery (NaS) Superconducting Magnetic Energy Storage Unknown | NA | Yes | 10
Equipment | eo_energy_storage | Energy Storage | specification | Specification | dd_join_field | No | Energy Storage Spec | 0:N | No |  | NA | No | 20
Equipment | eo_energy_storage | Energy Storage | future_phases | Future Phases | dd_join_field | No | Energy Storage Future Phase | 1:n | No |  | NA | No | 20
Equipment | eo_energy_storage | Energy Storage | controller | Controller | dd_join_field | No | Energy Storage Controller | 0:n | No |  | NA | No | 20
Equipment | eo_energy_storage | Energy Storage | future_installation | Future Installation | dd_join_field | No | Energy Storage Installation | join_via | No |  | NA | No | 20
Equipment | eo_energy_storage | Energy Storage | remarks_id | Remarks Id | dd_phys_field | No | No | No | No |  | integer | Yes | 10
Equipment | eo_energy_storage | Energy Storage | tp_date_of_data_collection | Date of Data collection | dd_phys_field | No | No | No | No |  | ds_date | No | 10
Equipment | eo_energy_storage | Energy Storage | source_data | Source Data | dd_phys_field | No | No | No | No |  | ds_char16_vector | No | 64
Equipment | eo_energy_storage | Energy Storage | date_acquired | Date Acquired | dd_phys_field | No | No | No | No |  | ds_date | No | 10
Equipment | eo_energy_storage | Energy Storage | manufacturer | Manufacturer | dd_phys_field | No | No | No | Yes | ABB Avon Bell Lumber Bentex Linger Switchgear Bharat Heavy Electricals Capital Meters ECE Elymer Electrics GEC Alsthom General Electric Genus Infrastructures Havells Himachal Energy Hpl Electric & Power Indotech Switchgear & Controls (Delhi) International Paper J.H. Baxter Jaipur Electronics Jnj Powercom Juvas Koppers L.D. McFarland Landis & Gyr Larsen & Toubro Montel Limited North Pacfic Lumber Oeser Other Palmohan Pole Star Powertech Secure Meter SquareD Stella-Jones Suzhou Power Meter Taylor Lumber Unknown Visiontek Westinghouse Weyerhaeuser ZEN | NA | No | 10
Equipment | eo_energy_storage | Energy Storage | device_type | Device Type | dd_phys_field | No | No | No | Yes | Battery Community Energy Storage Dry LeadAcid Others Sodium-sulfur Battery (NaS) Superconducting Magnetic Energy Storage Unknown | NA | Yes | 10
Equipment | eo_energy_storage | Energy Storage | tp_migration_unique_id | Migration Unique Id | dd_phys_field | No | No | No | No |  | ds_char16_vector | No | 32
Equipment | eo_energy_storage | Energy Storage | tp_data_updated_by_in_gis | Data Updated By in GIS | dd_phys_field | No | No | No | No |  | ds_date | No | 10
Equipment | eo_energy_storage | Energy Storage | past_installation | Past Installation | dd_join_field | No | Energy Storage Installation | join_via | No |  | NA | No | 20
Equipment | eo_energy_storage | Energy Storage | tp_data_collected_by | Data Collected By | dd_phys_field | No | No | No | No |  | ds_char16_vector | No | 32
Equipment | eo_energy_storage | Energy Storage | asset_id | Asset ID | dd_phys_field | No | No | No | No |  | ds_char16_vector | No | 36
Equipment | eo_energy_storage | Energy Storage | tp_rated_voltage | Rated Voltage | dd_phys_field | No | No | No | No |  | float | No | 10
Equipment | eo_energy_storage | Energy Storage | tp_date_of_last_maintenance | Date of Last Maintenance | dd_phys_field | No | No | No | No |  | ds_date | No | 10
Equipment | eo_energy_storage | Energy Storage | tp_date_of_creation_in_gis | Date of Creation in GIS | dd_phys_field | No | No | No | No |  | ds_date | No | 10
Equipment | eo_energy_storage | Energy Storage | existing_phases | Existing Phases | dd_join_field | No | Energy Storage Existing Phase | 1:n | No |  | NA | No | 20
Equipment | eo_energy_storage | Energy Storage | alias_description | Alias Description | dd_derived_field | No | No | No | No |  | ds_char16_vector | No | 255
Equipment | eo_energy_storage | Energy Storage | existing_installation | Existing Installation | dd_join_field | No | Energy Storage Installation | join_via | No |  | NA | No | 20
Equipment | eo_energy_storage | Energy Storage | remarks_annotation | Remarks Annotation | dd_geom_field | text | No | No | No |  | NA | No | 10
Equipment | eo_energy_storage | Energy Storage | id | Id | dd_phys_field | No | No | No | No |  | integer | Yes | 10
Equipment | eo_energy_storage | Energy Storage | serial_number | Serial Number | dd_phys_field | No | No | No | No |  | ds_char16_vector | No | 20
Equipment | eo_light_relay | Light Relay | installation_group | Installation Group | dd_join_field | No | Installation Group | 0:N | No |  | NA | No | 20
Equipment | eo_light_relay | Light Relay | relay_type | Relay Type | dd_phys_field | No | No | No | Yes | Photo Control Timer Unknown | NA | No | 10
Equipment | eo_light_relay | Light Relay | annotation_hv | HV Annotation | dd_geom_field | text | No | No | No |  | NA | No | 10
Equipment | eo_light_relay | Light Relay | phasing | Phasing | dd_phys_field | No | No | No | Yes | A AB ABC ABCN ABCNE ABN ABNE AC ACB ACBN ACN ACNE AN ANE B BA BAC BACN BAN BC BCA BCAN BCN BCNE BN BNE BR C CA CAB CABN CAN CB CBA CBAN CBN CN CNE Earth Neutral Neutral-Earth Not Applicable R RB RY RYB RYBN Static Unknown Y YB | NA | Yes | 9
Equipment | eo_light_relay | Light Relay | date_installed | Date Installed | dd_phys_field | No | No | No | No |  | ds_date | No | 10
Equipment | eo_light_relay | Light Relay | alias | Alias | dd_phys_field | No | No | No | No |  | ds_char16_vector | No | 64
Equipment | eo_light_relay | Light Relay | network_type | Network Type | dd_phys_field | No | No | No | Yes | EHV HV LV MV Substation | NA | Yes | 10
Equipment | eo_light_relay | Light Relay | id | Id | dd_phys_field | No | No | No | No |  | integer | Yes | 10
Equipment | eo_light_relay | Light Relay | annotation_lv | LV Annotation | dd_geom_field | text | No | No | No |  | NA | No | 10
Equipment | eo_light_relay | Light Relay | asset_id | Asset ID | dd_phys_field | No | No | No | No |  | ds_char16_vector | No | 36
Equipment | eo_light_relay | Light Relay | location_mv | MV Location | dd_geom_field | point | No | No | No |  | NA | No | 10
Equipment | eo_light_relay | Light Relay | annotation | Annotation | dd_geom_field | text | No | No | No |  | NA | No | 10
Equipment | eo_light_relay | Light Relay | annotation_mv | MV Annotation | dd_geom_field | text | No | No | No |  | NA | No | 10
Equipment | eo_light_relay | Light Relay | annotation_other | Other Annotation | dd_geom_field | text | No | No | No |  | NA | No | 10
Equipment | eo_light_relay | Light Relay | leader_line | Leader Line | dd_geom_field | simple_chain | No | No | No |  | NA | No | 10
Equipment | eo_light_relay | Light Relay | nominal_voltage_pp | Nominal Voltage (P-P) | dd_phys_field | No | No | No | Yes | 0.000 V 110.000 V 120.000 V 208.000 V 220.000 V 230.000 V 240.000 V 415.000 V 2.400 kV 4.160 kV 6.600 kV 8.000 kV 11.000 kV 12.470 kV 23.900 kV 33.000 kV 66.000 kV 115.000 kV 132.000 kV 220.000 kV 433.000 kV | NA | No | 10
Equipment | eo_light_relay | Light Relay | markers | Markers | dd_join_field | No | Marker | M:N | No |  | NA | No | 20
Equipment | eo_light_relay | Light Relay | owner_name | Owner Name | dd_phys_field | No | No | No | Yes | Cable Company Customer Electric Utility Telephone Company Unknown | NA | No | 10
Equipment | eo_light_relay | Light Relay | location_lv | LV Location | dd_geom_field | point | No | No | No |  | NA | No | 10
Equipment | eo_light_relay | Light Relay | remarks_id | Remarks Id | dd_phys_field | No | No | No | No |  | integer | No | 10
Equipment | eo_light_relay | Light Relay | location | Location | dd_geom_field | point | No | No | No |  | NA | No | 10
Equipment | eo_light_relay | Light Relay | remarks_annotation | Remarks Annotation | dd_geom_field | text | No | No | No |  | NA | No | 10
Equipment | eo_light_relay | Light Relay | status | Lifecycle Status | dd_phys_field | No | No | No | Yes | Abandoned Existing Inactive Proposed Abandon Proposed Install Proposed Relocate Proposed Remove Proposed Replace Removed Temporary | NA | Yes | 10
Equipment | eo_light_relay | Light Relay | location_hv | HV Location | dd_geom_field | point | No | No | No |  | NA | No | 10
Equipment | eo_light_relay | Light Relay | name | Name | dd_phys_field | No | No | No | No |  | ds_char16_vector | No | 64
Equipment | eo_light_relay | Light Relay | style_subcode | Style Subcode | dd_phys_field | No | No | No | Yes | Abandoned Existing Inactive Proposed Abandon Proposed Install Proposed Relocate Proposed Remove ", Abandoned" ", Existing" ", Inactive" ", Proposed Abandon" ", Proposed Install" ", Proposed Relocate" ", Proposed Remove" ", Proposed Replace" ", Removed" ", Temporary" "Emergency Area Light, Abandoned" "Emergency Area Light, Existing" "Emergency Area Light, Inactive" "Emergency Area Light, Proposed Abandon" "Emergency Area Light, Proposed Install" "Emergency Area Light, Proposed Relocate" "Emergency Area Light, Proposed Remove" "Emergency Area Light, Proposed Replace" "Emergency Area Light, Removed" "Emergency Area Light, Temporary" "Flood Light, Abandoned" "Flood Light, Existing" "Flood Light, Inactive" "Flood Light, Proposed Abandon" "Flood Light, Proposed Install" "Flood Light, Proposed Relocate" "Flood Light, Proposed Remove" "Flood Light, Proposed Replace" "Flood Light, Removed" "Flood Light, Temporary" "NMP Area Light, Abandoned" "NMP Area Light, Existing" "NMP Area Light, Inactive" "NMP Area Light, Proposed Abandon" "NMP Area Light, Proposed Install" "NMP Area Light, Proposed Relocate" "NMP Area Light, Proposed Remove" "NMP Area Light, Proposed Replace" "NMP Area Light, Removed" "NMP Area Light, Temporary" "PAL Light, Abandoned" "PAL Light, Existing" "PAL Light, Inactive" "PAL Light, Proposed Abandon" "PAL Light, Proposed Install" "PAL Light, Proposed Relocate" "PAL Light, Proposed Remove" "PAL Light, Proposed Replace" "PAL Light, Removed" "PAL Light, Temporary" "Street Light, Abandoned" "Street Light, Existing" "Street Light, Inactive" "Street Light, Proposed Abandon" "Street Light, Proposed Install" "Street Light, Proposed Relocate" "Street Light, Proposed Remove" "Street Light, Proposed Replace" "Street Light, Removed" "Street Light, Temporary" "Unknown, Abandoned" "Unknown, Existing" "Unknown, Inactive" "Unknown, Proposed Abandon" "Unknown, Proposed Install" "Unknown, Proposed Relocate" "Unknown, Proposed Remove" "Unknown, Proposed Replace" "Unknown, Removed" "Unknown, Temporary" | NA | No | 10
Equipment | eo_light_relay | Light Relay | location_sub | Sub Location | dd_geom_field | point | No | No | No |  | NA | No | 10
Equipment | eo_light_relay | Light Relay | lights | Lights | dd_join_field | No | Light | 0:n | No |  | NA | No | 20
Equipment | eo_light_relay | Light Relay | owner_type | Owner Type | dd_phys_field | No | No | No | Yes | Company Owned Customer Customer Owned Electric Utility-TPSODL Foreign Owned Other Utility Owned Unknown | NA | Yes | 16
Equipment | eo_light_relay | Light Relay | annotation_sub | Sub Annotation | dd_geom_field | text | No | No | No |  | NA | No | 10
Equipment | eo_light_relay | Light Relay | manufacturer | Manufacturer | dd_phys_field | No | No | No | Yes | ABB Avon Bell Lumber Bentex Linger Switchgear Bharat Heavy Electricals Capital Meters ECE Elymer Electrics GEC Alsthom General Electric Genus Infrastructures Havells Himachal Energy Hpl Electric & Power Indotech Switchgear & Controls (Delhi) International Paper J.H. Baxter Jaipur Electronics Jnj Powercom Juvas Koppers L.D. McFarland Landis & Gyr Larsen & Toubro Montel Limited North Pacfic Lumber Oeser Other Palmohan Pole Star Powertech Secure Meter SquareD Stella-Jones Suzhou Power Meter Taylor Lumber Unknown Visiontek Westinghouse Weyerhaeuser ZEN | NA | No | 10
Equipment | eo_light_relay | Light Relay | bay | Bay | dd_join_field | No | Bay | 0:N | No |  | NA | No | 20
Equipment | eo_light_relay | Light Relay | phase_context | Phase Context | dd_phys_field | No | No | No | Yes | Unknown | NA | Yes | 10
Equipment | eo_light_relay | Light Relay | serial_number | Serial Number | dd_phys_field | No | No | No | No |  | ds_char16_vector | No | 20
Equipment | eo_light_relay | Light Relay | location_other | Other Location | dd_geom_field | point | No | No | No |  | NA | No | 10
Equipment | eo_meter | Meter | remarks_id | remarks_id | dd_phys_field | No | No | No | No |  | integer | Yes | 10
Equipment | eo_meter | Meter | premise_id | Premise ID | dd_phys_field | No | No | No | No |  | ds_char16_vector | No | 20
Equipment | eo_meter | Meter | date_installed | Date Installed | dd_phys_field | No | No | No | No |  | ds_date | No | 19
Equipment | eo_meter | Meter | network_type | Network Type | dd_phys_field | No | No | No | Yes | EHV HV LV MV Substation | NA | Yes | 10
Equipment | eo_meter | Meter | owner_type | Owner Type | dd_phys_field | No | No | No | Yes | Company Owned Customer Customer Owned Electric Utility-TPSODL Foreign Owned Other Utility Owned Unknown | NA | Yes | 16
Equipment | eo_meter | Meter | tp_circle_code | Circle Code | dd_phys_field | No | No | No | Yes | 0 21 29 31 34 35 71 Unknown | NA | No | 10
Equipment | eo_meter | Meter | tp_rated_current | Rated Current | dd_phys_field | No | No | No | No |  | float | No | 10
Equipment | eo_meter | Meter | leader_line | Leader Line | dd_geom_field | simple_chain | No | No | No |  | NA | No | 10
Equipment | eo_meter | Meter | owner_name | Owner Name | dd_phys_field | No | No | No | Yes | Cable Company Customer Electric Utility Telephone Company Unknown | NA | No | 10
Equipment | eo_meter | Meter | tp_phase_connection | Phase Connection | dd_phys_field | No | No | No | Yes | 1 Phase 2 Phase 3 Phase Unknown | NA | No | 10
Equipment | eo_meter | Meter | annotation_lv | LV Annotation | dd_geom_field | text | No | No | No |  | NA | No | 10
Equipment | eo_meter | Meter | mounting | Mounting | dd_phys_field | No | No | No | Yes | Overhead Underground Unknown | NA | Yes | 12
Equipment | eo_meter | Meter | id | Id | dd_phys_field | No | No | No | No |  | integer | Yes | 10
Equipment | eo_meter | Meter | tp_sub_type | Sub Type | dd_phys_field | No | No | No | Yes | CT CT/PT Others Unknown Whole Current | NA | Yes | 10
Equipment | eo_meter | Meter | tp_phase | Phase | dd_phys_field | No | No | No | Yes | A AB ABC ABCN ABCNE ABN ABNE AC ACB ACBN ACN ACNE AN ANE B BA BAC BACN BAN BC BCA BCAN BCN BCNE BN BNE BR C CA CAB CABN CAN CB CBA CBAN CBN CN CNE Earth Neutral Neutral-Earth Not Applicable R RB RY RYB RYBN Static Unknown Y YB | NA | No | 10
Equipment | eo_meter | Meter | tp_ct_ratio | CT Ratio | dd_phys_field | No | No | No | No |  | float | No | 10
Equipment | eo_meter | Meter | tp_ea_equipment_id | EA Equipment ID | dd_phys_field | No | No | No | No |  | ds_char16_vector | No | 32
Equipment | eo_meter | Meter | circuit_source_stopper | Circuit Source/Stopper | dd_join_field | No | Circuit Source | 0:00 | No |  | NA | No | 20
Equipment | eo_meter | Meter | tp_sub_division_code | Sub Division Code | dd_phys_field | No | No | No | Yes | 0 1 2 3 4 5 6 Unknown | NA | Yes | 10
Equipment | eo_meter | Meter | tp_pt_ratio | PT Ratio | dd_phys_field | No | No | No | No |  | float | No | 10
Equipment | eo_meter | Meter | tp_amr_model_ser_num | AMR Modem Serial Number | dd_phys_field | No | No | No | No |  | ds_char16_vector | No | 32
Equipment | eo_meter | Meter | tp_seal_type | Seal Type | dd_phys_field | No | No | No | Yes | Lead Others Paper Poly Carbonate Unknown | NA | No | 10
Equipment | eo_meter | Meter | date_manufactured | Date Manufactured | dd_phys_field | No | No | No | No |  | ds_date | No | 19
Equipment | eo_meter | Meter | tp_total_mf | Total MF | dd_phys_field | No | No | No | No |  | integer | No | 10
Equipment | eo_meter | Meter | tp_cyme_id | CYME Id | dd_phys_field | No | No | No | No |  | ds_char16_vector | No | 32
Equipment | eo_meter | Meter | location_description_id | location_description_id | dd_phys_field | No | No | No | No |  | integer | Yes | 10
Equipment | eo_meter | Meter | tp_seal_condition? | Seal Condition? | dd_phys_field | No | No | No | Yes | Broken Fogged Good Needs Attention OK Unknown Very Bad | NA | No | 10
Equipment | eo_meter | Meter | tp_meter_box | Meter Box | dd_phys_field | No | No | No | Yes | Available Damaged Not Available Unknown | NA | No | 10
Equipment | eo_meter | Meter | tp_circle_name | Circle Name | dd_phys_field | No | No | No | Yes | Aska Berhampur Bhanjanagar City City Circle Jeypore Rayagada Raygada Unknown | NA | No | 10
Equipment | eo_meter | Meter | tp_surveyor_remark_id | Tp Surveyor Remark Id | dd_phys_field | No | No | No | No |  | integer | No | 10
Equipment | eo_meter | Meter | tp_scada_monitor_id | SCADA Monitor ID | dd_phys_field | No | No | No | No |  | ds_char16_vector | No | 12
Equipment | eo_meter | Meter | tp_abt_activated? | ABT activated? | dd_phys_field | No | No | No | Yes | NA No Unknown Yes | NA | No | 10
Equipment | eo_meter | Meter | tp_voltage_rating | Voltage Rating | dd_phys_field | No | No | No | No |  | integer | No | 10
Equipment | eo_meter | Meter | tp_sub_locality | Sub Locality | dd_phys_field | No | No | No | No |  | ds_char16_vector | No | 32
Equipment | eo_meter | Meter | tp_amr_installed? | AMR Installed? | dd_phys_field | No | No | No | Yes | NA No Unknown Yes | NA | No | 10
Equipment | eo_meter | Meter | tp_kva | KvA | dd_phys_field | No | No | No | No |  | integer | No | 10
Equipment | eo_meter | Meter | source_id | Source ID | dd_phys_field | No | No | No | No |  | integer | No | 10
Equipment | eo_meter | Meter | circuit_and_section | Circuit/Section | dd_join_field | No | Circuit | M:N | No |  | NA | No | 20
Equipment | eo_meter | Meter | status | Lifecycle Status | dd_phys_field | No | No | No | Yes | Abandoned Existing Inactive Proposed Abandon Proposed Install Proposed Relocate Proposed Remove Proposed Replace Removed Temporary | NA | Yes | 10
Equipment | eo_meter | Meter | phase_count | Phase Count | dd_phys_field | No | No | No | No |  | integer | No | 10
Equipment | eo_meter | Meter | tp_display_condition? | Display Condition? | dd_phys_field | No | No | No | Yes | Broken Fogged Good Needs Attention OK Unknown Very Bad | NA | Yes | 10
Equipment | eo_meter | Meter | tp_space_for_modem_installation | Space for Modem? | dd_phys_field | No | No | No | Yes | NA No Unknown Yes | NA | No | 10
Equipment | eo_meter | Meter | tp_address | Address | dd_phys_field | No | No | No | No |  | ds_char16_vector | No | 32
Equipment | eo_meter | Meter | annotation_other | Other Annotation | dd_geom_field | text | No | No | No |  | NA | No | 10
Equipment | eo_meter | Meter | tp_sap_id | SAP ID | dd_phys_field | No | No | No | No |  | ds_char16_vector | No | 32
Equipment | eo_meter | Meter | annotation_hv | HV Annotation | dd_geom_field | text | No | No | No |  | NA | No | 10
Equipment | eo_meter | Meter | tp_installation_type | Installation Type | dd_phys_field | No | No | No | Yes | Combination In Door Out Door Unknown | NA | No | 10
Equipment | eo_meter | Meter | tp_work_order_id | Work Order ID | dd_phys_field | No | No | No | No |  | ds_char16_vector | No | 62
Equipment | eo_meter | Meter | tp_rated_voltage | Rated Voltage | dd_phys_field | No | No | No | No |  | float | No | 10
Equipment | eo_meter | Meter | tp_manufacturer | Manufacturer | dd_phys_field | No | No | No | Yes | ABB Avon Bell Lumber Bentex Linger Switchgear Bharat Heavy Electricals Capital Meters ECE Elymer Electrics GEC Alsthom General Electric Genus Infrastructures Havells Himachal Energy Hpl Electric & Power Indotech Switchgear & Controls (Delhi) International Paper J.H. Baxter Jaipur Electronics Jnj Powercom Juvas Koppers L.D. McFarland Landis & Gyr Larsen & Toubro Montel Limited North Pacfic Lumber Oeser Other Palmohan Pole Star Powertech Secure Meter SquareD Stella-Jones Suzhou Power Meter Taylor Lumber Unknown Visiontek Westinghouse Weyerhaeuser ZEN | NA | No | 10
Equipment | eo_meter | Meter | tp_meter_location | Meter Location | dd_phys_field | No | No | No | Yes | Inside Outside Unknown | NA | Yes | 10
Equipment | eo_meter | Meter | asset_id | Asset ID | dd_phys_field | No | No | No | No |  | ds_char16_vector | No | 36
Equipment | eo_meter | Meter | tp_neighbour_consumer_no | Neighbouring Consumer No | dd_phys_field | No | No | No | No |  | ds_char16_vector | No | 32
Equipment | eo_meter | Meter | tp_function | Function | dd_phys_field | No | No | No | Yes | Boundary Meter DT Meter EHV Consumer Feeder Meter HV Consumer LV Consumer Others Unknown | NA | Yes | 10
Equipment | eo_meter | Meter | tp_date_of_last_updation_in_gis | Date Last Updated in GIS | dd_phys_field | No | No | No | No |  | ds_date | No | 10
Equipment | eo_meter | Meter | tp_section_name | Section Name | dd_phys_field | No | No | No | Yes | Eso Adava Eso Ambapua Eso Aska-1 Eso B Singipur Eso Badagada Eso Baipariguda Eso Balimela Eso Balipadar Eso Balisira Eso Balliguda Eso Bandhugaon Eso Baunsuni Eso Beguniapada Eso Belaguntha Eso Bhejiput Eso Bissam Ctc Eso Bomakei Eso Boriguma Eso Boudh Eso Budhamba Eso Buguda Eso Chandahandi Eso Chandragiri Eso Chatrapur-i Eso Chatrapur-ii Eso Chikiti Eso Chirikipada Eso Dabugam Eso Daringibadi Eso Dharakote Eso Digapahandi Eso E S O-i Eso E S O-ii Eso E.s.o.no.1 Eso E.s.o.no.2 Eso E.s.o.no.3 Eso G.nuagam-2 Eso G.udayagiri Eso Gandhinagar Eso Ganjam Eso Garabandha Eso Golanthara Eso Gopalpur Eso Gudari Eso Gumma Eso Gumuda Eso Gunupur Eso Gunupur Rural Eso Head Quarter Eso Hinjilicut Eso J N Prasad Eso J.k.pur Eso Jagapur Eso Jharigam Eso Jyp No.1 Eso Jyp No.2 Eso Jyp No.3 Eso K B Pur Eso K S Nagar Eso Kakiriguma Eso Kalimela Eso Kanchuru Eso Kanisi Eso Kanteipally Eso Kasinagar Eso Kasipur Eso Keshpur Eso Khajuripada Eso Khajuripada-i Eso Khallikote Eso Kodala Eso Konkarada Eso Koraput Sec-i Eso Koraput Sec-ii Eso Kosagumuda Eso Kotpad Eso Kukudakhandi Eso Kundra Eso Lanjipally Eso Lathi Eso Laxmipur Eso Luchapada Eso Malkangiri Eso Malud Eso Manamunda Eso Mathili Eso Medical Eso Mohana Eso Muniguda Eso Nabarangpur Eso Nabarangpur Rural Eso Nandapur Eso Nuagam-1 Eso Nuagam-2 Eso Nuapada Eso P S Pur Eso Padmapur Eso Papadahandi Eso Paralakhemundi Eso Parlakhemundi Rural Eso Patrapur Eso Pattangi Eso Pattapur Eso Phiringia Eso Phulbani Eso Pitala Eso Polosara Eso Pudamari Eso Purunakatak Eso R.Udaygiri Eso Raigada Eso Raighar Eso Raikia Eso Rambha Eso Ramnaguda Eso Randhapalli Eso Rayagada Rural Eso Rayagada-1 Eso Rayagada-2 Eso Sheragada Eso Sikarpai Eso Similiguda Eso Soroda Eso Sunabeda Eso Surangi Eso T Khunti Eso Taratarini Eso Therubali Eso Tikabali Eso Tilisingi Eso Tumudibandha Eso Umerkote Eso University Eso Upalada Unknown | NA | No | 10
Equipment | eo_meter | Meter | tp_current_rating | Current Rating | dd_phys_field | No | No | No | No |  | float | No | 10
Equipment | eo_meter | Meter | tp_new_account_number | New Account Number | dd_phys_field | No | No | No | No |  | ds_char16_vector | No | 32
Equipment | eo_meter | Meter | tp_type | Type | dd_phys_field | No | No | No | Yes | AMR Meter Others Smart Meter Smart Meter with Prepaid Standard Meter Standard Meter with Prepaid Unknown | NA | Yes | 10
Equipment | eo_meter | Meter | tp_date_of_last_maintenance | Date of Last Maintenance | dd_phys_field | No | No | No | No |  | ds_date | No | 10
Equipment | eo_meter | Meter | tp_ctpt_unit_serial_number | CTPT Unit Serial Number | dd_phys_field | No | No | No | No |  | ds_char16_vector | No | 32
Equipment | eo_meter | Meter | location | Location | dd_geom_field | point | No | No | No |  | NA | No | 10
Equipment | eo_meter | Meter | tp_division_code | Division Code | dd_phys_field | No | No | No | Yes | 0 1 2 3 4 5 6 Unknown | NA | No | 10
Equipment | eo_meter | Meter | tp_kwh | KWh | dd_phys_field | No | No | No | No |  | integer | No | 10
Equipment | eo_meter | Meter | device_type | Device Type | dd_phys_field | No | No | No | Yes | Consumer Other Others Primary Meter Secondary Meter Substation Meter Unknown | NA | Yes | 10
Equipment | eo_meter | Meter | annotation_mv | MV Annotation | dd_geom_field | text | No | No | No |  | NA | No | 10
Equipment | eo_meter | Meter | tp_meter_class | Meter Class | dd_phys_field | No | No | No | No |  | ds_char16_vector | No | 32
Equipment | eo_meter | Meter | tp_data_updated_by_in_gis | Data Updated By in GIS | dd_phys_field | No | No | No | No |  | ds_char16_vector | No | 32
Equipment | eo_meter | Meter | circuit_and_section_boundary | Circuit/Section Boundary | dd_join_field | No | Circuit | M:N | No |  | NA | No | 20
Equipment | eo_meter | Meter | remarks_annotation | Remarks Annotation | dd_geom_field | text | No | No | No |  | NA | No | 10
Equipment | eo_meter | Meter | circuit_id | Circuit ID | dd_derived_field | No | No | No | No |  | ds_char16_vector | No | 12
Equipment | eo_meter | Meter | location_sub | Sub Location | dd_geom_field | point | No | No | No |  | NA | No | 10
Equipment | eo_meter | Meter | serial_number | Serial Number | dd_phys_field | No | No | No | No |  | ds_char16_vector | No | 20
Equipment | eo_meter | Meter | tp_uq_mtr_photo | Uq Meter Photo | dd_phys_field | No | No | No | No |  | ds_char16_vector | No | 64
Equipment | eo_meter | Meter | installation_group | Installation Group | dd_join_field | No | Installation Group | 0:N | No |  | NA | No | 20
Equipment | eo_meter | Meter | tp_locality | Locality | dd_phys_field | No | No | No | No |  | ds_char16_vector | No | 32
Equipment | eo_meter | Meter | tp_city | City | dd_phys_field | No | No | No | Yes | Others Unknown | NA | No | 10
Equipment | eo_meter | Meter | markers | Markers | dd_join_field | No | Marker | M:N | No |  | NA | No | 20
Equipment | eo_meter | Meter | tp_pt_serial_number | PT Serial Number | dd_phys_field | No | No | No | No |  | ds_char16_vector | No | 32
Equipment | eo_meter | Meter | tp_uq_other_photo | Uq Other Photo | dd_phys_field | No | No | No | No |  | ds_char16_vector | No | 64
Equipment | eo_meter | Meter | tp_road_name | Road Name | dd_phys_field | No | No | No | No |  | ds_char16_vector | No | 32
Equipment | eo_meter | Meter | tp_time_of_data_collection | Time of data collection | dd_phys_field | No | No | No | No |  | ds_char16_vector | No | 32
Equipment | eo_meter | Meter | tp_mru | MRU | dd_phys_field | No | No | No | No |  | integer | No | 10
Equipment | eo_meter | Meter | date_acquired | Date Acquired | dd_phys_field | No | No | No | No |  | ds_date | No | 19
Equipment | eo_meter | Meter | tp_sub_division_name | Sub Division Name | dd_phys_field | No | No | No | Yes | Aska Balimela Balliguda Belaguntha Bhanjanagar-i Bhanjanagar-ii Bijipur Bijipur-Industrial Bissam Cuttack Boriguma Boudh Buguda Chatrapur Chikiti Digapahandi G Udayagiri Gopalpur Gumuda Gunupur Hinjilicut JESD-1 JESD-2 Kabisuryanagar Kanisi Kasinagar Khallikote Kodala Koraput Laxmipur Malkangiri Manmunda Mohana Nawarangpur Nuagam Papadahandi Paralakhemundi Phulbani Polasara Purushottampur R Udaygiri Rambha Raygada SDO-1 SDO-2 SDO-3 SDO-4 Sheragada Sorada Sunabeda Therubali Umarkote Unknown Uppalada | NA | Yes | 10
Equipment | eo_meter | Meter | annotation_sub | Sub Annotation | dd_geom_field | text | No | No | No |  | NA | No | 10
Equipment | eo_meter | Meter | source_data | Source Data | dd_phys_field | No | No | No | No |  | ds_char16_vector | No | 6
Equipment | eo_meter | Meter | tp_power_factor | Power Factor | dd_phys_field | No | No | No | No |  | float | No | 10
Equipment | eo_meter | Meter | tp_date_of_creation_in_gis | Date of Creation in GIS | dd_phys_field | No | No | No | No |  | ds_date | No | 10
Equipment | eo_meter | Meter | tp_uq_bill_photo | Uq Bill Photo | dd_phys_field | No | No | No | No |  | ds_char16_vector | No | 64
Equipment | eo_meter | Meter | tp_mtr_fdr_dt_code | FDR/DT Code | dd_phys_field | No | No | No | No |  | ds_char16_vector | No | 32
Equipment | eo_meter | Meter | tp_kw | Kw | dd_phys_field | No | No | No | No |  | integer | No | 10
Equipment | eo_meter | Meter | bay | Bay | dd_join_field | No | Bay | 0:N | No |  | NA | No | 20
Equipment | eo_meter | Meter | tp_no_of_digits | No of Digits | dd_phys_field | No | No | No | Yes | 0 1 10 12 13 2 3 4 5 6 7 8 9 Unknown | NA | No | 10
Equipment | eo_meter | Meter | tp_migration_unique_id | Migration Unique Id | dd_phys_field | No | No | No | No |  | ds_char16_vector | No | 32
Equipment | eo_meter | Meter | number | Number | dd_phys_field | No | No | No | No |  | ds_char16_vector | No | 40
Equipment | eo_meter | Meter | energy_consumers | Energy Consumers | dd_join_field | No | Energy Consumer | m:n | No |  | NA | No | 20
Equipment | eo_meter | Meter | location_mv | MV Location | dd_geom_field | point | No | No | No |  | NA | No | 10
Equipment | eo_meter | Meter | tp_previous_installed_location | Prev. Installed Location | dd_phys_field | No | No | No | No |  | ds_char16_vector | No | 32
Equipment | eo_meter | Meter | annotation | Annotation | dd_geom_field | text | No | No | No |  | NA | No | 10
Equipment | eo_meter | Meter | tp_customer_mobile_number | Customer Mobile Number | dd_phys_field | No | No | No | No |  | ds_char16_vector | No | 32
Equipment | eo_meter | Meter | feeding_section | Feeding Section | dd_join_field | No | Circuit Section | M:N | No |  | NA | No | 20
Equipment | eo_meter | Meter | location_other | Other Location | dd_geom_field | point | No | No | No |  | NA | No | 10
Equipment | eo_meter | Meter | tp_sap_functional_location | SAP Functional Location | dd_phys_field | No | No | No | No |  | ds_char16_vector | No | 32
Equipment | eo_meter | Meter | tp_meter_sequence_no | Meter Sequence No | dd_phys_field | No | No | No | No |  | integer | No | 10
Equipment | eo_meter | Meter | tp_maximum_demand | Maximum Demand | dd_phys_field | No | No | No | No |  | float | No | 10
Equipment | eo_meter | Meter | tp_section_code | Section Code | dd_phys_field | No | No | No | Yes | 0 1 2 3 4 5 6 Unknown | NA | No | 10
Equipment | eo_meter | Meter | tp_date_of_data_collection | Date of Data collection | dd_phys_field | No | No | No | No |  | ds_char16_vector | No | 32
Equipment | eo_meter | Meter | tp_meter_height | Height>5ft | dd_phys_field | No | No | No | Yes | NA No Unknown Yes | NA | Yes | 10
Equipment | eo_meter | Meter | location_hv | HV Location | dd_geom_field | point | No | No | No |  | NA | No | 10
Equipment | eo_meter | Meter | tp_serial_number | Meter Serial Number | dd_phys_field | No | No | No | No |  | ds_char16_vector | No | 32
Equipment | eo_meter | Meter | customer_count | Customer Count | dd_derived_field | No | No | No | No |  | integer | No | 10
Equipment | eo_meter | Meter | tp_ward_code | Ward Code | dd_phys_field | No | No | No | Yes | 0 1 2 3 4 5 6 Unknown | NA | Yes | 10
Equipment | eo_meter | Meter | tp_neighbour_meter_no | Neighbouring Meter No | dd_phys_field | No | No | No | No |  | ds_char16_vector | No | 32
Equipment | eo_meter | Meter | tp_data_collected_by | Data Collected By | dd_phys_field | No | No | No | No |  | ds_char16_vector | No | 32
Equipment | eo_meter | Meter | tp_max_load_for_last_month | Max Load for Last Month | dd_phys_field | No | No | No | No |  | integer | No | 10
Equipment | eo_meter | Meter | tp_ct_serial_number | CT Serial Number | dd_phys_field | No | No | No | No |  | ds_char16_vector | No | 32
Equipment | eo_meter | Meter | tp_net_meter? | Net Meter? | dd_phys_field | No | No | No | Yes | NA No Unknown Yes | NA | No | 10
Equipment | eo_meter | Meter | service_connection | Service Connection | dd_join_field | No | Service Connection | 0:00 | No |  | NA | No | 20
Equipment | eo_meter | Meter | circuit_id2 | Circuit ID2 | dd_derived_field | No | No | No | No |  | ds_char16_vector | No | 12
Equipment | eo_meter | Meter | tp_date_of_testing | Date of Testing | dd_phys_field | No | No | No | No |  | ds_date | No | 10
Equipment | eo_meter | Meter | tp_pin_code | Pin Code | dd_phys_field | No | No | No | No |  | integer | No | 10
Equipment | eo_meter | Meter | tp_warranty_end_date | Warranty End Date | dd_phys_field | No | No | No | No |  | ds_date | No | 10
Equipment | eo_meter | Meter | style_subcode | Style Subcode | dd_phys_field | No | No | No | Yes | Other Abandoned Other Existing Other Inactive Other Proposed Abandon Other Proposed Install Other Proposed Relocate Other Proposed Remove Other Proposed Replace Other Removed Other Temporary Primary Meter Abandoned Primary Meter Existing Primary Meter Inactive Primary Meter Proposed Abandon Primary Meter Proposed Install Primary Meter Proposed Relocate Primary Meter Proposed Remove Primary Meter Proposed Replace Primary Meter Removed Primary Meter Temporary Secondary Meter Abandoned Secondary Meter Existing Secondary Meter Inactive Secondary Meter Proposed Abandon Secondary Meter Proposed Install Secondary Meter Proposed Relocate Secondary Meter Proposed Remove Secondary Meter Proposed Replace Secondary Meter Removed Secondary Meter Temporary Substation Meter Abandoned Substation Meter Existing Substation Meter Inactive Substation Meter Proposed Abandon Substation Meter Proposed Install Substation Meter Proposed Relocate Substation Meter Proposed Remove Substation Meter Proposed Replace Substation Meter Removed Substation Meter Temporary Unknown Abandoned Unknown Existing Unknown Inactive Unknown Proposed Abandon Unknown Proposed Install Unknown Proposed Relocate Unknown Proposed Remove Unknown Proposed Replace Unknown Removed Unknown Temporary | NA | No | 6
Equipment | eo_meter | Meter | tp_building_ref_number | Building Ref Number | dd_phys_field | No | No | No | No |  | ds_char16_vector | No | 32
Equipment | eo_meter | Meter | tp_communication_port | Communication Port | dd_phys_field | No | No | No | Yes | Optical PIN Unknown | NA | No | 10
Equipment | eo_meter | Meter | phase_context | Phase Context | dd_phys_field | No | No | No | Yes | Unknown | NA | Yes | 10
Equipment | eo_meter | Meter | nominal_voltage_pp | Nominal Voltage (P-P) | dd_phys_field | No | No | No | Yes | 0.000 V 110.000 V 120.000 V 208.000 V 220.000 V 230.000 V 240.000 V 415.000 V 2.400 kV 4.160 kV 6.600 kV 8.000 kV 11.000 kV 12.470 kV 23.900 kV 33.000 kV 66.000 kV 115.000 kV 132.000 kV 220.000 kV 433.000 kV | NA | No | 10
Equipment | eo_meter | Meter | tp_scada_control_id | SCADA Control ID | dd_phys_field | No | No | No | No |  | ds_char16_vector | No | 12
Equipment | eo_meter | Meter | tp_sc_number | Sc Number | dd_phys_field | No | No | No | No |  | ds_char16_vector | No | 32
Equipment | eo_meter | Meter | tp_mechanism | Mechanism | dd_phys_field | No | No | No | Yes | Electro Mechanical Electronic Electrostatic Mechanical Unknown | NA | No | 10
Equipment | eo_meter | Meter | tp_division_name | Division Name | dd_phys_field | No | No | No | Yes | Aska-1 Aska-2 Berhampur Division-1 Berhampur Division-2 Berhampur Division-3 Bhanjanagar Boudh Ganjam North Ganjam South Gunupur Hinjilicut Jeypore Koraput Malkangiri Nawarangpur Paralakhemundi Phulbani Purushottampur Raygada Unknown | NA | No | 10
Equipment | eo_meter | Meter | tp_kvah | KvAH | dd_phys_field | No | No | No | No |  | integer | No | 10
Equipment | eo_meter | Meter | tp_company_id | Company ID | dd_phys_field | No | No | No | No |  | ds_char16_vector | No | 32
Equipment | eo_meter | Meter | location_lv | LV Location | dd_geom_field | point | No | No | No |  | NA | No | 10
Equipment | eo_meter | Meter | tp_communication_type | Communication Type | dd_phys_field | No | No | No | Yes | DLMS Non-DLMS Unknown | NA | Yes | 10
Equipment | eo_3w_power_xfrmr_controller | 3-Winding Transformer Controller | date_installed | Date Installed | dd_phys_field | No | No | No | No |  | ds_date | No | 10
Equipment | eo_3w_power_xfrmr_controller | 3-Winding Transformer Controller | manufacturer | Manufacturer | dd_phys_field | No | No | No | Yes | ABB Avon Bell Lumber Bentex Linger Switchgear Bharat Heavy Electricals Capital Meters ECE Elymer Electrics GEC Alsthom General Electric Genus Infrastructures Havells Himachal Energy Hpl Electric & Power Indotech Switchgear & Controls (Delhi) International Paper J.H. Baxter Jaipur Electronics Jnj Powercom Juvas Koppers L.D. McFarland Landis & Gyr Larsen & Toubro Montel Limited North Pacfic Lumber Oeser Other Palmohan Pole Star Powertech Secure Meter SquareD Stella-Jones Suzhou Power Meter Taylor Lumber Unknown Visiontek Westinghouse Weyerhaeuser ZEN | NA | No | 10
Equipment | eo_3w_power_xfrmr_controller | 3-Winding Transformer Controller | device_type | Device Type | dd_phys_field | No | No | No | Yes | Unknown | NA | No | 10
Equipment | eo_3w_power_xfrmr_controller | 3-Winding Transformer Controller | owner_type | Owner Type | dd_phys_field | No | No | No | Yes | Company Owned Customer Customer Owned Electric Utility-TPSODL Foreign Owned Other Utility Owned Unknown | NA | Yes | 16
Equipment | eo_3w_power_xfrmr_controller | 3-Winding Transformer Controller | owner_name | Owner Name | dd_phys_field | No | No | No | Yes | Cable Company Customer Electric Utility Telephone Company Unknown | NA | No | 10
Equipment | eo_3w_power_xfrmr_controller | 3-Winding Transformer Controller | operational_mode | Operational Mode | dd_phys_field | No | No | No | Yes | Automatic Local Remote Unknown | NA | Yes | 10
Equipment | eo_3w_power_xfrmr_controller | 3-Winding Transformer Controller | specification_description | Specification Description | dd_derived_field | No | No | No | No |  | ds_char16_vector | No | 10
Equipment | eo_3w_power_xfrmr_controller | 3-Winding Transformer Controller | serial_number | Serial Number | dd_phys_field | No | No | No | No |  | ds_char16_vector | No | 20
Equipment | eo_3w_power_xfrmr_controller | 3-Winding Transformer Controller | id | Id | dd_phys_field | No | No | No | No |  | integer | Yes | 10
Equipment | eo_3w_power_xfrmr_controller | 3-Winding Transformer Controller | status | Lifecycle Status | dd_phys_field | No | No | No | Yes | Abandoned Existing Inactive Proposed Abandon Proposed Install Proposed Relocate Proposed Remove Proposed Replace Removed Temporary | NA | Yes | 10
Equipment | eo_3w_power_xfrmr_controller | 3-Winding Transformer Controller | specification | Specification | dd_join_field | No | 3-Winding Transformer Controller Spec | 0:n | No |  | NA | No | 20
Equipment | eo_3w_power_xfrmr_controller | 3-Winding Transformer Controller | equipment | Equipment | dd_join_field | No | 3-Winding Transformer | 0:n | No |  | NA | No | 20
Equipment | eo_3w_power_xfrmr_controller | 3-Winding Transformer Controller | asset_id | Asset ID | dd_phys_field | No | No | No | No |  | ds_char16_vector | No | 36
Equipment | eo_3w_power_xfrmr_controller | 3-Winding Transformer Controller | embedded_ind | Embedded | dd_derived_field | No | No | No | Yes | No Unknown Yes | NA | No | 9
Equipment | eo_3w_power_xfrmr_controller | 3-Winding Transformer Controller | alias | Alias | dd_phys_field | No | No | No | No |  | ds_char16_vector | No | 64
Equipment | eo_3w_power_xfrmr_controller | 3-Winding Transformer Controller | name | Name | dd_phys_field | No | No | No | No |  | ds_char16_vector | No | 64
Equipment | eo_power_xfrmr_inst | Power Transformer Installation | remarks_id | remarks_id | dd_phys_field | No | No | No | No |  | integer | Yes | 10
Equipment | eo_power_xfrmr_inst | Power Transformer Installation | source_location_hv | HV Primary Location | dd_geom_field | point | No | No | No |  | NA | No | 10
Equipment | eo_power_xfrmr_inst | Power Transformer Installation | existing_phases | Existing Phases | dd_join_field | No | Power Transformer Existing Phase | 1:n | No |  | NA | No | 20
Equipment | eo_power_xfrmr_inst | Power Transformer Installation | tp_con_oil_pre_system | Conservator Oil Preserving System? | dd_phys_field | No | No | No | Yes | NA No Unknown Yes | NA | No | 10
Equipment | eo_power_xfrmr_inst | Power Transformer Installation | source_nominal_voltage_pp | Primary Nominal Voltage | dd_phys_field | No | No | No | Yes | 0.000 V 110.000 V 120.000 V 208.000 V 220.000 V 230.000 V 240.000 V 415.000 V 2.400 kV 4.160 kV 6.600 kV 8.000 kV 11.000 kV 12.470 kV 23.900 kV 33.000 kV 66.000 kV 115.000 kV 132.000 kV 220.000 kV 433.000 kV | NA | No | 10
Equipment | eo_power_xfrmr_inst | Power Transformer Installation | tp_circle_code | Circle Code | dd_phys_field | No | No | No | Yes | 0 21 29 31 34 35 71 Unknown | NA | No | 10
Equipment | eo_power_xfrmr_inst | Power Transformer Installation | structure_mounting | Structure Mounting | dd_phys_field | No | No | No | Yes | Pad Pole Unknown Vault | NA | No | 11
Equipment | eo_power_xfrmr_inst | Power Transformer Installation | tp_failure_reason | Failure Reason | dd_phys_field | No | No | No | No |  | ds_char16_vector | No | 32
Equipment | eo_power_xfrmr_inst | Power Transformer Installation | tp_work_order_id | Work Order ID | dd_phys_field | No | No | No | No |  | ds_char16_vector | No | 64
Equipment | eo_power_xfrmr_inst | Power Transformer Installation | scada_type | SCADA Type | dd_phys_field | No | No | No | Yes | Control Monitored None Unknown | NA | No | 10
Equipment | eo_power_xfrmr_inst | Power Transformer Installation | existing_phasing | Existing Phasing | dd_derived_field | No | No | No | Yes | A AB ABC ABCN ABCNE ABN ABNE AC ACB ACBN ACN ACNE AN ANE B BA BAC BACN BAN BC BCA BCAN BCN BCNE BN BNE BR C CA CAB CABN CAN CB CBA CBAN CBN CN CNE Earth Neutral Neutral-Earth Not Applicable R RB RY RYB RYBN Static Unknown Y YB | NA | No | 10
Equipment | eo_power_xfrmr_inst | Power Transformer Installation | annotation_lv | LV Annotation | dd_geom_field | text | No | No | No |  | NA | No | 10
Equipment | eo_power_xfrmr_inst | Power Transformer Installation | tp_cyme_id | CYME Id | dd_phys_field | No | No | No | No |  | ds_char16_vector | No | 32
Equipment | eo_power_xfrmr_inst | Power Transformer Installation | circuit_and_section_boundary | Circuit/Section Boundary | dd_join_field | No | Circuit | M:N | No |  | NA | No | 20
Equipment | eo_power_xfrmr_inst | Power Transformer Installation | scada_control_id | SCADA Control ID | dd_phys_field | No | No | No | No |  | ds_char16_vector | No | 32
Equipment | eo_power_xfrmr_inst | Power Transformer Installation | comms_devices | Comms Devices | dd_join_field | No | Comms Device | 0:N | No |  | NA | No | 20
Equipment | eo_power_xfrmr_inst | Power Transformer Installation | leader_line | Leader Line | dd_geom_field | simple_chain | No | No | No |  | NA | No | 10
Equipment | eo_power_xfrmr_inst | Power Transformer Installation | location_sub | Sub Location | dd_geom_field | simple_point | No | No | No |  | NA | No | 10
Equipment | eo_power_xfrmr_inst | Power Transformer Installation | circuit_source_stopper | Circuit Source/Stopper | dd_join_field | No | Circuit Source | 0:00 | No |  | NA | No | 20
Equipment | eo_power_xfrmr_inst | Power Transformer Installation | tp_hvds | HVDS? | dd_phys_field | No | No | No | Yes | NA No Unknown Yes | NA | No | 10
Equipment | eo_power_xfrmr_inst | Power Transformer Installation | tp_sub_division_code | Sub Division Code | dd_phys_field | No | No | No | Yes | 0 1 2 3 4 5 6 Unknown | NA | No | 10
Equipment | eo_power_xfrmr_inst | Power Transformer Installation | tp_no_load_loss | No Load Loss | dd_phys_field | No | No | No | No |  | integer | No | 10
Equipment | eo_power_xfrmr_inst | Power Transformer Installation | load_location_lv | LV Secondary Location | dd_geom_field | point | No | No | No |  | NA | No | 10
Equipment | eo_power_xfrmr_inst | Power Transformer Installation | tp_failure_date_and_time | Failure Date and Time | dd_phys_field | No | No | No | No |  | ds_date | No | 10
Equipment | eo_power_xfrmr_inst | Power Transformer Installation | tp_metering_type | Metering Type | dd_phys_field | No | No | No | Yes | HV Metering LV Metering Others Unknown | NA | No | 10
Equipment | eo_power_xfrmr_inst | Power Transformer Installation | banked_ind | Banked | dd_phys_field | No | No | No | Yes | No Unknown Yes | NA | No | 9
Equipment | eo_power_xfrmr_inst | Power Transformer Installation | future_assets | Future Assets | dd_join_field | No | Power Transformer | join_via | No |  | NA | No | 20
Equipment | eo_power_xfrmr_inst | Power Transformer Installation | mounting | Mounting | dd_phys_field | No | No | No | Yes | Overhead Underground Unknown | NA | Yes | 10
Equipment | eo_power_xfrmr_inst | Power Transformer Installation | location_other | Other Location | dd_geom_field | simple_point | No | No | No |  | NA | No | 10
Equipment | eo_power_xfrmr_inst | Power Transformer Installation | load_location_hv | HV Secondary Location | dd_geom_field | point | No | No | No |  | NA | No | 10
Equipment | eo_power_xfrmr_inst | Power Transformer Installation | tp_circle_name | Circle Name | dd_phys_field | No | No | No | Yes | Aska Berhampur Bhanjanagar City City Circle Jeypore Rayagada Raygada Unknown | NA | No | 10
Equipment | eo_power_xfrmr_inst | Power Transformer Installation | tp_surveyor_remark_id | Tp Surveyor Remark Id | dd_phys_field | No | No | No | No |  | integer | No | 10
Equipment | eo_power_xfrmr_inst | Power Transformer Installation | location_mv | MV Location | dd_geom_field | simple_point | No | No | No |  | NA | No | 10
Equipment | eo_power_xfrmr_inst | Power Transformer Installation | tp_pin_code | Pin Code | dd_phys_field | No | No | No | No |  | integer | No | 10
Equipment | eo_power_xfrmr_inst | Power Transformer Installation | tp_locality | Locality | dd_phys_field | No | No | No | No |  | ds_char16_vector | No | 32
Equipment | eo_power_xfrmr_inst | Power Transformer Installation | schematic_links | Schematic Links | dd_join_field | No | Schematic Link | M:N | No |  | NA | No | 20
Equipment | eo_power_xfrmr_inst | Power Transformer Installation | tp_sub_division_name | Sub Division Name | dd_phys_field | No | No | No | Yes | Aska Balimela Balliguda Belaguntha Bhanjanagar-i Bhanjanagar-ii Bijipur Bijipur-Industrial Bissam Cuttack Boriguma Boudh Buguda Chatrapur Chikiti Digapahandi G Udayagiri Gopalpur Gumuda Gunupur Hinjilicut JESD-1 JESD-2 Kabisuryanagar Kanisi Kasinagar Khallikote Kodala Koraput Laxmipur Malkangiri Manmunda Mohana Nawarangpur Nuagam Papadahandi Paralakhemundi Phulbani Polasara Purushottampur R Udaygiri Rambha Raygada SDO-1 SDO-2 SDO-3 SDO-4 Sheragada Sorada Sunabeda Therubali Umarkote Unknown Uppalada | NA | No | 10
Equipment | eo_power_xfrmr_inst | Power Transformer Installation | circuit_and_section | Circuit/Section | dd_join_field | No | Circuit | M:N | No |  | NA | No | 20
Equipment | eo_power_xfrmr_inst | Power Transformer Installation | tp_peak_load | Peak Load | dd_phys_field | No | No | No | No |  | integer | No | 10
Equipment | eo_power_xfrmr_inst | Power Transformer Installation | status | Lifecycle Status | dd_phys_field | No | No | No | Yes | Abandoned Existing Inactive Proposed Abandon Proposed Install Proposed Relocate Proposed Remove Proposed Replace Removed Temporary | NA | Yes | 10
Equipment | eo_power_xfrmr_inst | Power Transformer Installation | tp_consumption_type | Consumption Type | dd_phys_field | No | No | No | Yes | Unknown | NA | No | 10
Equipment | eo_power_xfrmr_inst | Power Transformer Installation | source_data | Source Data | dd_phys_field | No | No | No | No |  | ds_char16_vector | No | 6
Equipment | eo_power_xfrmr_inst | Power Transformer Installation | tp_address | Address | dd_phys_field | No | No | No | No |  | ds_char16_vector | No | 32
Equipment | eo_power_xfrmr_inst | Power Transformer Installation | energy_consumers | Energy Consumers | dd_join_field | No | Energy Consumer | 0:n | No |  | NA | No | 20
Equipment | eo_power_xfrmr_inst | Power Transformer Installation | tp_sap_id | SAP ID | dd_phys_field | No | No | No | No |  | ds_char16_vector | No | 32
Equipment | eo_power_xfrmr_inst | Power Transformer Installation | past_phases | Past Phases | dd_join_field | No | Power Transformer Past Phase | 1:n | No |  | NA | No | 20
Equipment | eo_power_xfrmr_inst | Power Transformer Installation | annotation_hv | HV Annotation | dd_geom_field | text | No | No | No |  | NA | No | 10
Equipment | eo_power_xfrmr_inst | Power Transformer Installation | tp_average_pf | Average PF | dd_phys_field | No | No | No | No |  | float | No | 10
Equipment | eo_power_xfrmr_inst | Power Transformer Installation | scada_monitor_id | SCADA Monitor ID | dd_phys_field | No | No | No | No |  | ds_char16_vector | No | 12
Equipment | eo_power_xfrmr_inst | Power Transformer Installation | tp_dt_uq_structure_photo | Uq DT Structure Photo | dd_phys_field | No | No | No | No |  | ds_char16_vector | No | 64
Equipment | eo_power_xfrmr_inst | Power Transformer Installation | tp_sap_functional_location | SAP Functional Location | dd_phys_field | No | No | No | No |  | ds_char16_vector | No | 32
Equipment | eo_power_xfrmr_inst | Power Transformer Installation | source_location | Primary Location | dd_geom_field | point | No | No | No |  | NA | No | 10
Equipment | eo_power_xfrmr_inst | Power Transformer Installation | source_id | Source ID | dd_phys_field | No | No | No | No |  | integer | No | 10
Equipment | eo_power_xfrmr_inst | Power Transformer Installation | tp_oil_preserving_system? | Oil Preserving System? | dd_phys_field | No | No | No | Yes | NA No Unknown Yes | NA | No | 10
Equipment | eo_power_xfrmr_inst | Power Transformer Installation | kva_demand | Apparent Power Demand | dd_phys_field | No | No | No | No |  | float | No | 10
Equipment | eo_power_xfrmr_inst | Power Transformer Installation | tp_date_of_filtration | Date of Filtration | dd_phys_field | No | No | No | No |  | ds_date | No | 10
Equipment | eo_power_xfrmr_inst | Power Transformer Installation | tp_installation_type | Installation Type | dd_phys_field | No | No | No | Yes | Combination In Door Out Door Unknown | NA | No | 10
Equipment | eo_power_xfrmr_inst | Power Transformer Installation | source_network_type | Primary Network Type | dd_phys_field | No | No | No | Yes | EHV HV LV MV Substation | NA | Yes | 10
Equipment | eo_power_xfrmr_inst | Power Transformer Installation | source_location_other | Other Primary Location | dd_geom_field | point | No | No | No |  | NA | No | 10
Equipment | eo_power_xfrmr_inst | Power Transformer Installation | parallel_ind | Parallel | dd_phys_field | No | No | No | Yes | No Unknown Yes | NA | No | 9
Equipment | eo_power_xfrmr_inst | Power Transformer Installation | tp_sub_mounting | Sub Mounting | dd_phys_field | No | No | No | Yes | Basement Elevated Joist Kiosk Lattice Welded Others PCC Pole Panel Mounted Platform Mounted Plinth Pole Rail Steel Tubular Pole Stilt Mounted Tower Unknown | NA | No | 10
Equipment | eo_power_xfrmr_inst | Power Transformer Installation | past_assets | Past Assets | dd_join_field | No | Power Transformer | join_via | No |  | NA | No | 20
Equipment | eo_power_xfrmr_inst | Power Transformer Installation | annotation | Annotation | dd_geom_field | text | No | No | No |  | NA | No | 10
Equipment | eo_power_xfrmr_inst | Power Transformer Installation | location_description_id | location_description_id | dd_phys_field | No | No | No | No |  | integer | Yes | 10
Equipment | eo_power_xfrmr_inst | Power Transformer Installation | owner_type | Owner Type | dd_phys_field | No | No | No | Yes | Company Owned Customer Customer Owned Electric Utility-TPSODL Foreign Owned Other Utility Owned Unknown | NA | Yes | 16
Equipment | eo_power_xfrmr_inst | Power Transformer Installation | tp_division_code | Division Code | dd_phys_field | No | No | No | Yes | 0 1 2 3 4 5 6 Unknown | NA | No | 10
Equipment | eo_power_xfrmr_inst | Power Transformer Installation | load_network_type | Secondary Network Type | dd_phys_field | No | No | No | Yes | EHV HV LV MV Substation | NA | Yes | 10
Equipment | eo_power_xfrmr_inst | Power Transformer Installation | load_location_mv | MV Secondary Location | dd_geom_field | point | No | No | No |  | NA | No | 10
Equipment | eo_power_xfrmr_inst | Power Transformer Installation | name | Name | dd_phys_field | No | No | No | No |  | ds_char16_vector | No | 64
Equipment | eo_power_xfrmr_inst | Power Transformer Installation | annotation_mv | MV Annotation | dd_geom_field | text | No | No | No |  | NA | No | 10
Equipment | eo_power_xfrmr_inst | Power Transformer Installation | load_location_other | Other Secondary Location | dd_geom_field | point | No | No | No |  | NA | No | 10
Equipment | eo_power_xfrmr_inst | Power Transformer Installation | tp_data_updated_by_in_gis | Data Updated By in GIS | dd_phys_field | No | No | No | No |  | ds_char16_vector | No | 32
Equipment | eo_power_xfrmr_inst | Power Transformer Installation | id | Id | dd_phys_field | No | No | No | No |  | integer | Yes | 10
Equipment | eo_power_xfrmr_inst | Power Transformer Installation | remarks_annotation | Remarks Annotation | dd_geom_field | text | No | No | No |  | NA | No | 10
Equipment | eo_power_xfrmr_inst | Power Transformer Installation | circuit_id | Circuit ID | dd_derived_field | No | No | No | No |  | ds_char16_vector | No | 12
Equipment | eo_power_xfrmr_inst | Power Transformer Installation | special_loading | Special Loading | dd_phys_field | No | No | No | Yes | Multiple Delivery No Special Loading Primary Meter Reserved for Future Use Seasonal Serves Only Company Equipment Serves Only Lighting Spare Transformer Unknown | NA | No | 25
Equipment | eo_power_xfrmr_inst | Power Transformer Installation | tp_dt_uq_nameplate_photo | Uq DT Nameplate Photo | dd_phys_field | No | No | No | No |  | ds_char16_vector | No | 64
Equipment | eo_power_xfrmr_inst | Power Transformer Installation | installation_group | Installation Group | dd_join_field | No | Installation Group | 0:N | No |  | NA | No | 20
Equipment | eo_power_xfrmr_inst | Power Transformer Installation | tp_city | City | dd_phys_field | No | No | No | Yes | Others Unknown | NA | No | 10
Equipment | eo_power_xfrmr_inst | Power Transformer Installation | markers | Markers | dd_join_field | No | Marker | M:N | No |  | NA | No | 20
Equipment | eo_power_xfrmr_inst | Power Transformer Installation | tp_previous_instlocation | Prev Installed Location | dd_phys_field | No | No | No | No |  | ds_char16_vector | No | 32
Equipment | eo_power_xfrmr_inst | Power Transformer Installation | operational_group | Operational Group | dd_join_field | No | Operational Group | 0:N | No |  | NA | No | 20
Equipment | eo_power_xfrmr_inst | Power Transformer Installation | schematic_nodes | Schematic Nodes | dd_join_field | No | Schematic Node | M:N | No |  | NA | No | 20
Equipment | eo_power_xfrmr_inst | Power Transformer Installation | tp_date_of_data_collection | Date of Data collection | dd_phys_field | No | No | No | No |  | ds_char16_vector | No | 32
Equipment | eo_power_xfrmr_inst | Power Transformer Installation | tp_time_of_data_collection | Time of data collection | dd_phys_field | No | No | No | No |  | ds_char16_vector | No | 32
Equipment | eo_power_xfrmr_inst | Power Transformer Installation | load_nominal_voltage_pp | Secondary Nominal Voltage | dd_phys_field | No | No | No | Yes | 0.000 V 110.000 V 120.000 V 208.000 V 220.000 V 230.000 V 240.000 V 415.000 V 2.400 kV 4.160 kV 6.600 kV 8.000 kV 11.000 kV 12.470 kV 23.900 kV 33.000 kV 66.000 kV 115.000 kV 132.000 kV 220.000 kV 433.000 kV | NA | No | 10
Equipment | eo_power_xfrmr_inst | Power Transformer Installation | annotation_sub | Sub Annotation | dd_geom_field | text | No | No | No |  | NA | No | 10
Equipment | eo_power_xfrmr_inst | Power Transformer Installation | load_location | Secondary Location | dd_geom_field | point | No | No | No |  | NA | No | 10
Equipment | eo_power_xfrmr_inst | Power Transformer Installation | bay | Bay | dd_join_field | No | Bay | 0:N | No |  | NA | No | 20
Equipment | eo_power_xfrmr_inst | Power Transformer Installation | tp_date_of_creation_in_gis | Date of Creation in GIS | dd_phys_field | No | No | No | No |  | ds_date | No | 10
Equipment | eo_power_xfrmr_inst | Power Transformer Installation | alias | Alias | dd_phys_field | No | No | No | No |  | ds_char16_vector | No | 64
Equipment | eo_power_xfrmr_inst | Power Transformer Installation | tp_ward_code | Ward Code | dd_phys_field | No | No | No | Yes | 0 1 2 3 4 5 6 Unknown | NA | No | 10
Equipment | eo_power_xfrmr_inst | Power Transformer Installation | tp_consumer_number | Consumer Number | dd_phys_field | No | No | No | No |  | ds_char16_vector | No | 32
Equipment | eo_power_xfrmr_inst | Power Transformer Installation | tp_data_collected_by | Data Collected By | dd_phys_field | No | No | No | No |  | ds_char16_vector | No | 32
Equipment | eo_power_xfrmr_inst | Power Transformer Installation | tp_date_of_last_updation_in_gis | Date Last Updated in GIS | dd_phys_field | No | No | No | No |  | ds_date | No | 10
Equipment | eo_power_xfrmr_inst | Power Transformer Installation | tp_feeder_name | Feeder Name | dd_phys_field | No | No | No | No |  | ds_char16_vector | No | 32
Equipment | eo_power_xfrmr_inst | Power Transformer Installation | alias_description | Alias Description | dd_derived_field | No | No | No | No |  | ds_char16_vector | No | 255
Equipment | eo_power_xfrmr_inst | Power Transformer Installation | tp_migration_unique_id | Migration Unique Id | dd_phys_field | No | No | No | No |  | ds_char16_vector | No | 32
Equipment | eo_power_xfrmr_inst | Power Transformer Installation | annotation_other | Other Annotation | dd_geom_field | text | No | No | No |  | NA | No | 10
Equipment | eo_power_xfrmr_inst | Power Transformer Installation | tp_ngt | NGT? | dd_phys_field | No | No | No | Yes | NA No Unknown Yes | NA | No | 10
Equipment | eo_power_xfrmr_inst | Power Transformer Installation | tp_neutral_earthing_type | Neutral Earthing Type | dd_phys_field | No | No | No | Yes | Conductor GI Flat Not Available Others Unknown | NA | No | 10
Equipment | eo_power_xfrmr_inst | Power Transformer Installation | device_type | Device Type | dd_derived_field | No | No | No | Yes | Distribution Transformer Network Overhead Power Transformer Regulator SWER Isolation Station Auxilary Transformer Step Substation Underground Unknown | NA | No | 10
Equipment | eo_power_xfrmr_inst | Power Transformer Installation | owner_name | Owner Name | dd_phys_field | No | No | No | Yes | Cable Company Customer Electric Utility Telephone Company Unknown | NA | No | 10
Equipment | eo_power_xfrmr_inst | Power Transformer Installation | feeding_section | Feeding Section | dd_join_field | No | Circuit Section | M:N | No |  | NA | No | 20
Equipment | eo_power_xfrmr_inst | Power Transformer Installation | total_apparent_power | Total Apparent Power | dd_phys_field | No | No | No | No |  | float | No | 10
Equipment | eo_power_xfrmr_inst | Power Transformer Installation | tp_rated_sec_current | Rated Secondary Current | dd_phys_field | No | No | No | No |  | float | No | 10
Equipment | eo_power_xfrmr_inst | Power Transformer Installation | bank_configuration | Bank Configuration | dd_phys_field | No | No | No | Yes | Delta-UnGrd/Delta-Grd Delta-UnGrd/Delta-UnGrd Delta-UnGrd/Wye-Grd Delta-UnGrd/Wye-UnGrd Open-Delta-UnGrd/Open-Delta-Grd Open-Delta-UnGrd/Open-Delta-UnGrd Open-Wye-Grd/Open-Delta-Grd Open-Wye-Grd/Open-Delta-UnGrd Open-Wye-UnGrd/Open-Delta-Grd Open-Wye-UnGrd/Open-Delta-UnGrd Phase-Grd/Phase-Grd Phase-Grd/SWER Phase-Grd/Split Phase Phase-Phase-UnGrd/Phase-Grd Phase-Phase-UnGrd/SWER Phase-Phase-UnGrd/Split Phase SWER/Phase-Grd SWER/Split Phase Single Phase Unknown Wye-Grd/Delta-Grd Wye-Grd/Delta-UnGrd Wye-Grd/Wye-Grd Wye-Grd/Wye-UnGrd Wye-UnGrd/Delta-Grd Wye-UnGrd/Delta-UnGrd Wye-UnGrd/Wye-Grd Wye-UnGrd/Wye-UnGrd | NA | No | 10
Equipment | eo_power_xfrmr_inst | Power Transformer Installation | tp_section_code | Section Code | dd_phys_field | No | No | No | Yes | 0 1 2 3 4 5 6 Unknown | NA | No | 10
Equipment | eo_power_xfrmr_inst | Power Transformer Installation | tp_wbs_id | WBS ID | dd_phys_field | No | No | No | No |  | ds_char16_vector | No | 64
Equipment | eo_power_xfrmr_inst | Power Transformer Installation | ltc_tap_position | LTC Tap Position | dd_phys_field | No | No | No | No |  | integer | No | 2
Equipment | eo_power_xfrmr_inst | Power Transformer Installation | tp_road_name | Road Name | dd_phys_field | No | No | No | No |  | ds_char16_vector | No | 32
Equipment | eo_power_xfrmr_inst | Power Transformer Installation | phase_context | Phase Context | dd_phys_field | No | No | No | Yes | Unknown | NA | Yes | 10
Equipment | eo_power_xfrmr_inst | Power Transformer Installation | location_hv | HV Location | dd_geom_field | simple_point | No | No | No |  | NA | No | 10
Equipment | eo_power_xfrmr_inst | Power Transformer Installation | dac | Distribution Automation Controller | dd_join_field | No | Distribution Automation Controller | 0:N | No |  | NA | No | 20
Equipment | eo_power_xfrmr_inst | Power Transformer Installation | future_phasing | Future Phasing | dd_derived_field | No | No | No | Yes | A AB ABC ABCN ABCNE ABN ABNE AC ACB ACBN ACN ACNE AN ANE B BA BAC BACN BAN BC BCA BCAN BCN BCNE BN BNE BR C CA CAB CABN CAN CB CBA CBAN CBN CN CNE Earth Neutral Neutral-Earth Not Applicable R RB RY RYB RYBN Static Unknown Y YB | NA | No | 10
Equipment | eo_power_xfrmr_inst | Power Transformer Installation | customer_count | Customer Count | dd_derived_field | No | No | No | No |  | integer | No | 10
Equipment | eo_power_xfrmr_inst | Power Transformer Installation | source_location_mv | MV Primary Location | dd_geom_field | point | No | No | No |  | NA | No | 10
Equipment | eo_power_xfrmr_inst | Power Transformer Installation | tp_number | Number | dd_phys_field | No | No | No | No |  | ds_char16_vector | No | 12
Equipment | eo_power_xfrmr_inst | Power Transformer Installation | source_location_lv | LV Primary Location | dd_geom_field | point | No | No | No |  | NA | No | 10
Equipment | eo_power_xfrmr_inst | Power Transformer Installation | tp_section_name | Section Name | dd_phys_field | No | No | No | Yes | Eso Adava Eso Ambapua Eso Aska-1 Eso B Singipur Eso Badagada Eso Baipariguda Eso Balimela Eso Balipadar Eso Balisira Eso Balliguda Eso Bandhugaon Eso Baunsuni Eso Beguniapada Eso Belaguntha Eso Bhejiput Eso Bissam Ctc Eso Bomakei Eso Boriguma Eso Boudh Eso Budhamba Eso Buguda Eso Chandahandi Eso Chandragiri Eso Chatrapur-i Eso Chatrapur-ii Eso Chikiti Eso Chirikipada Eso Dabugam Eso Daringibadi Eso Dharakote Eso Digapahandi Eso E S O-i Eso E S O-ii Eso E.s.o.no.1 Eso E.s.o.no.2 Eso E.s.o.no.3 Eso G.nuagam-2 Eso G.udayagiri Eso Gandhinagar Eso Ganjam Eso Garabandha Eso Golanthara Eso Gopalpur Eso Gudari Eso Gumma Eso Gumuda Eso Gunupur Eso Gunupur Rural Eso Head Quarter Eso Hinjilicut Eso J N Prasad Eso J.k.pur Eso Jagapur Eso Jharigam Eso Jyp No.1 Eso Jyp No.2 Eso Jyp No.3 Eso K B Pur Eso K S Nagar Eso Kakiriguma Eso Kalimela Eso Kanchuru Eso Kanisi Eso Kanteipally Eso Kasinagar Eso Kasipur Eso Keshpur Eso Khajuripada Eso Khajuripada-i Eso Khallikote Eso Kodala Eso Konkarada Eso Koraput Sec-i Eso Koraput Sec-ii Eso Kosagumuda Eso Kotpad Eso Kukudakhandi Eso Kundra Eso Lanjipally Eso Lathi Eso Laxmipur Eso Luchapada Eso Malkangiri Eso Malud Eso Manamunda Eso Mathili Eso Medical Eso Mohana Eso Muniguda Eso Nabarangpur Eso Nabarangpur Rural Eso Nandapur Eso Nuagam-1 Eso Nuagam-2 Eso Nuapada Eso P S Pur Eso Padmapur Eso Papadahandi Eso Paralakhemundi Eso Parlakhemundi Rural Eso Patrapur Eso Pattangi Eso Pattapur Eso Phiringia Eso Phulbani Eso Pitala Eso Polosara Eso Pudamari Eso Purunakatak Eso R.Udaygiri Eso Raigada Eso Raighar Eso Raikia Eso Rambha Eso Ramnaguda Eso Randhapalli Eso Rayagada Rural Eso Rayagada-1 Eso Rayagada-2 Eso Sheragada Eso Sikarpai Eso Similiguda Eso Soroda Eso Sunabeda Eso Surangi Eso T Khunti Eso Taratarini Eso Therubali Eso Tikabali Eso Tilisingi Eso Tumudibandha Eso Umerkote Eso University Eso Upalada Unknown | NA | No | 10
Equipment | eo_power_xfrmr_inst | Power Transformer Installation | existing_assets | Existing Assets | dd_join_field | No | Power Transformer | join_via | No |  | NA | No | 20
Equipment | eo_power_xfrmr_inst | Power Transformer Installation | source_location_sub | Sub Primary Location | dd_geom_field | point | No | No | No |  | NA | No | 10
Equipment | eo_power_xfrmr_inst | Power Transformer Installation | circuit_id2 | Circuit ID2 | dd_derived_field | No | No | No | No |  | ds_char16_vector | No | 12
Equipment | eo_power_xfrmr_inst | Power Transformer Installation | tp_maximum_demand | Maximum Demand | dd_phys_field | No | No | No | No |  | float | No | 10
Equipment | eo_power_xfrmr_inst | Power Transformer Installation | location | Location | dd_geom_field | simple_point | No | No | No |  | NA | No | 10
Equipment | eo_power_xfrmr_inst | Power Transformer Installation | style_subcode | Style Subcode | dd_phys_field | No | No | No | Yes | Network Abandoned Network Existing Network Existing with change Network Inactive Network Proposed Abandon Network Proposed Install Network Proposed Relocate Network Proposed Remove Network Proposed Replace Network Removed Network Temporary Overhead Abandoned Overhead Existing Overhead Existing with change Overhead Inactive Overhead Proposed Abandon Overhead Proposed Install Overhead Proposed Relocate Overhead Proposed Remove Overhead Proposed Replace Overhead Removed Overhead Temporary Regulator Abandoned Regulator Existing Regulator Existing with change Regulator Inactive Regulator Proposed Abandon Regulator Proposed Install Regulator Proposed Relocate Regulator Proposed Remove Regulator Proposed Replace Regulator Removed Regulator Temporary SWER Isolation Abandoned SWER Isolation Existing SWER Isolation Existing with change SWER Isolation Inactive SWER Isolation Proposed Abandon SWER Isolation Proposed Install SWER Isolation Proposed Relocate SWER Isolation Proposed Remove SWER Isolation Proposed Replace SWER Isolation Removed SWER Isolation Temporary Step Abandoned Step Existing Step Existing with change Step Inactive Step Proposed Abandon Step Proposed Install Step Proposed Relocate Step Proposed Remove Step Proposed Replace Step Removed Step Temporary Substation Abandoned Substation Existing Substation Existing with change Substation Inactive Substation Proposed Abandon Substation Proposed Install Substation Proposed Relocate Substation Proposed Remove Substation Proposed Replace Substation Removed Substation Temporary Underground Abandoned Underground Existing Underground Existing with change Underground Inactive Underground Proposed Abandon Underground Proposed Install Underground Proposed Relocate Underground Proposed Remove Underground Proposed Replace Underground Removed Underground Temporary Unknown Abandoned Unknown Existing Unknown Existing with change Unknown Inactive Unknown Proposed Abandon Unknown Proposed Install Unknown Proposed Relocate Unknown Proposed Remove Unknown Proposed Replace Unknown Removed Unknown Temporary | NA | No | 10
Equipment | eo_power_xfrmr_inst | Power Transformer Installation | tp_sub_locality | Sub Locality | dd_phys_field | No | No | No | No |  | ds_char16_vector | No | 32
Equipment | eo_power_xfrmr_inst | Power Transformer Installation | future_phases | Future Phases | dd_join_field | No | Power Transformer Future Phase | 1:n | No |  | NA | No | 20
Equipment | eo_power_xfrmr_inst | Power Transformer Installation | tp_division_name | Division Name | dd_phys_field | No | No | No | Yes | Aska-1 Aska-2 Berhampur Division-1 Berhampur Division-2 Berhampur Division-3 Bhanjanagar Boudh Ganjam North Ganjam South Gunupur Hinjilicut Jeypore Koraput Malkangiri Nawarangpur Paralakhemundi Phulbani Purushottampur Raygada Unknown | NA | No | 10
Equipment | eo_power_xfrmr_inst | Power Transformer Installation | tp_company_id | Company ID | dd_phys_field | No | No | No | No |  | ds_char16_vector | No | 32
Equipment | eo_power_xfrmr_inst | Power Transformer Installation | location_lv | LV Location | dd_geom_field | simple_point | No | No | No |  | NA | No | 10
Equipment | eo_power_xfrmr_inst | Power Transformer Installation | load_location_sub | Sub Secondary Location | dd_geom_field | point | No | No | No |  | NA | No | 10
Equipment | eo_power_xfrmr_inst | Power Transformer Installation | service_points | Service Points | dd_join_field | No | Service Point | 0:N | No |  | NA | No | 20
Equipment | eo_isolating_eqpt_inst | Isolating Equipment Installation | source_data | Source Data | dd_phys_field | No | No | No | No |  | ds_char16_vector | No | 6
Equipment | eo_isolating_eqpt_inst | Isolating Equipment Installation | future_phasing | Future Phasing | dd_derived_field | No | No | No | Yes | A AB ABC ABCN ABCNE ABN ABNE AC ACB ACBN ACN ACNE AN ANE B BA BAC BACN BAN BC BCA BCAN BCN BCNE BN BNE BR C CA CAB CABN CAN CB CBA CBAN CBN CN CNE Earth Neutral Neutral-Earth Not Applicable R RB RY RYB RYBN Static Unknown Y YB | NA | No | 10
Equipment | eo_isolating_eqpt_inst | Isolating Equipment Installation | tp_previous_installed_location | Prev. Installed Location | dd_phys_field | No | No | No | No |  | ds_char16_vector | Yes | 12
Equipment | eo_isolating_eqpt_inst | Isolating Equipment Installation | past_phases | Past Phases | dd_join_field | No | Isolating Equipment Past Phase | 1:n | No |  | NA | No | 20
Equipment | eo_isolating_eqpt_inst | Isolating Equipment Installation | tp_work_order_id | Work Order ID | dd_phys_field | No | No | No | No |  | ds_char16_vector | No | 64
Equipment | eo_isolating_eqpt_inst | Isolating Equipment Installation | annotation_sub | Sub Annotation | dd_geom_field | text | No | No | No |  | NA | No | 10
Equipment | eo_isolating_eqpt_inst | Isolating Equipment Installation | tp_installation_type | Installation Type | dd_phys_field | No | No | No | Yes | Combination In Door Out Door Unknown | NA | No | 10
Equipment | eo_isolating_eqpt_inst | Isolating Equipment Installation | tp_number | Number | dd_phys_field | No | No | No | No |  | integer | No | 10
Equipment | eo_isolating_eqpt_inst | Isolating Equipment Installation | tp_data_updated_by_in_gis | Data Updated By in GIS | dd_phys_field | No | No | No | No |  | ds_char16_vector | No | 32
Equipment | eo_isolating_eqpt_inst | Isolating Equipment Installation | tp_sap_id | SAP ID | dd_phys_field | No | No | No | No |  | ds_char16_vector | No | 32
Equipment | eo_isolating_eqpt_inst | Isolating Equipment Installation | tp_data_collected_by | Data Collected By | dd_phys_field | No | No | No | No |  | ds_char16_vector | No | 32
Equipment | eo_isolating_eqpt_inst | Isolating Equipment Installation | mounting | Mounting | dd_phys_field | No | No | No | Yes | Overhead Underground Unknown | NA | Yes | 10
Equipment | eo_isolating_eqpt_inst | Isolating Equipment Installation | tp_section_name | Section Name | dd_phys_field | No | No | No | Yes | Eso Adava Eso Ambapua Eso Aska-1 Eso B Singipur Eso Badagada Eso Baipariguda Eso Balimela Eso Balipadar Eso Balisira Eso Balliguda Eso Bandhugaon Eso Baunsuni Eso Beguniapada Eso Belaguntha Eso Bhejiput Eso Bissam Ctc Eso Bomakei Eso Boriguma Eso Boudh Eso Budhamba Eso Buguda Eso Chandahandi Eso Chandragiri Eso Chatrapur-i Eso Chatrapur-ii Eso Chikiti Eso Chirikipada Eso Dabugam Eso Daringibadi Eso Dharakote Eso Digapahandi Eso E S O-i Eso E S O-ii Eso E.s.o.no.1 Eso E.s.o.no.2 Eso E.s.o.no.3 Eso G.nuagam-2 Eso G.udayagiri Eso Gandhinagar Eso Ganjam Eso Garabandha Eso Golanthara Eso Gopalpur Eso Gudari Eso Gumma Eso Gumuda Eso Gunupur Eso Gunupur Rural Eso Head Quarter Eso Hinjilicut Eso J N Prasad Eso J.k.pur Eso Jagapur Eso Jharigam Eso Jyp No.1 Eso Jyp No.2 Eso Jyp No.3 Eso K B Pur Eso K S Nagar Eso Kakiriguma Eso Kalimela Eso Kanchuru Eso Kanisi Eso Kanteipally Eso Kasinagar Eso Kasipur Eso Keshpur Eso Khajuripada Eso Khajuripada-i Eso Khallikote Eso Kodala Eso Konkarada Eso Koraput Sec-i Eso Koraput Sec-ii Eso Kosagumuda Eso Kotpad Eso Kukudakhandi Eso Kundra Eso Lanjipally Eso Lathi Eso Laxmipur Eso Luchapada Eso Malkangiri Eso Malud Eso Manamunda Eso Mathili Eso Medical Eso Mohana Eso Muniguda Eso Nabarangpur Eso Nabarangpur Rural Eso Nandapur Eso Nuagam-1 Eso Nuagam-2 Eso Nuapada Eso P S Pur Eso Padmapur Eso Papadahandi Eso Paralakhemundi Eso Parlakhemundi Rural Eso Patrapur Eso Pattangi Eso Pattapur Eso Phiringia Eso Phulbani Eso Pitala Eso Polosara Eso Pudamari Eso Purunakatak Eso R.Udaygiri Eso Raigada Eso Raighar Eso Raikia Eso Rambha Eso Ramnaguda Eso Randhapalli Eso Rayagada Rural Eso Rayagada-1 Eso Rayagada-2 Eso Sheragada Eso Sikarpai Eso Similiguda Eso Soroda Eso Sunabeda Eso Surangi Eso T Khunti Eso Taratarini Eso Therubali Eso Tikabali Eso Tilisingi Eso Tumudibandha Eso Umerkote Eso University Eso Upalada Unknown | NA | No | 10
Equipment | eo_isolating_eqpt_inst | Isolating Equipment Installation | tp_company_id | Company ID | dd_phys_field | No | No | No | No |  | ds_char16_vector | No | 32
Equipment | eo_isolating_eqpt_inst | Isolating Equipment Installation | circuit_id2 | Circuit ID2 | dd_derived_field | No | No | No | No |  | ds_char16_vector | No | 12
Equipment | eo_isolating_eqpt_inst | Isolating Equipment Installation | alias_description | Alias Description | dd_derived_field | No | No | No | No |  | ds_char16_vector | No | 255
Equipment | eo_isolating_eqpt_inst | Isolating Equipment Installation | normal_status | Normal Status | dd_derived_field | No | No | No | Yes | Closed Open Partially Closed Proposed Closed Proposed Open Proposed Partially Closed Unknown | NA | No | 10
Equipment | eo_isolating_eqpt_inst | Isolating Equipment Installation | tp_rated_sht_ckt_bk_cur | Rated Breaking Current | dd_phys_field | No | No | No | No |  | float | No | 10
Equipment | eo_isolating_eqpt_inst | Isolating Equipment Installation | bay | Bay | dd_join_field | No | Bay | 0:N | No |  | NA | No | 20
Equipment | eo_isolating_eqpt_inst | Isolating Equipment Installation | pin1_sub | Sub Pin1 | dd_geom_field | simple_point | No | No | No |  | NA | No | 10
Equipment | eo_isolating_eqpt_inst | Isolating Equipment Installation | style_subcode | Style Subcode | dd_phys_field | No | No | No | Yes | "Circuit Breaker, Abandoned, Closed" "Circuit Breaker, Abandoned, Open" "Circuit Breaker, Abandoned, Partially Closed" "Circuit Breaker, Abandoned, Proposed Closed" "Circuit Breaker, Abandoned, Proposed Open" "Circuit Breaker, Abandoned, Proposed Partially Closed" "Circuit Breaker, Abandoned, Unknown" "Circuit Breaker, Existing with change, Closed" "Circuit Breaker, Existing with change, Open" "Circuit Breaker, Existing with change, Partially Closed" "Circuit Breaker, Existing with change, Proposed Closed" "Circuit Breaker, Existing with change, Proposed Open" "Circuit Breaker, Existing with change, Proposed Partially Closed" "Circuit Breaker, Existing with change, Unknown" "Circuit Breaker, Existing, Closed" "Circuit Breaker, Existing, Open" "Circuit Breaker, Existing, Partially Closed" "Circuit Breaker, Existing, Proposed Closed" "Circuit Breaker, Existing, Proposed Open" "Circuit Breaker, Existing, Proposed Partially Closed" "Circuit Breaker, Existing, Unknown" "Circuit Breaker, Inactive, Closed" "Circuit Breaker, Inactive, Open" "Circuit Breaker, Inactive, Partially Closed" "Circuit Breaker, Inactive, Proposed Closed" "Circuit Breaker, Inactive, Proposed Open" "Circuit Breaker, Inactive, Proposed Partially Closed" "Circuit Breaker, Inactive, Unknown" "Circuit Breaker, Proposed Abandon, Closed" "Circuit Breaker, Proposed Abandon, Open" "Circuit Breaker, Proposed Abandon, Partially Closed" "Circuit Breaker, Proposed Abandon, Proposed Closed" "Circuit Breaker, Proposed Abandon, Proposed Open" "Circuit Breaker, Proposed Abandon, Proposed Partially Closed" "Circuit Breaker, Proposed Abandon, Unknown" "Circuit Breaker, Proposed Install, Closed" "Circuit Breaker, Proposed Install, Open" "Circuit Breaker, Proposed Install, Partially Closed" "Circuit Breaker, Proposed Install, Proposed Closed" "Circuit Breaker, Proposed Install, Proposed Open" "Circuit Breaker, Proposed Install, Proposed Partially Closed" "Circuit Breaker, Proposed Install, Unknown" "Circuit Breaker, Proposed Relocate, Closed" "Circuit Breaker, Proposed Relocate, Open" "Circuit Breaker, Proposed Relocate, Partially Closed" "Circuit Breaker, Proposed Relocate, Proposed Closed" "Circuit Breaker, Proposed Relocate, Proposed Open" "Circuit Breaker, Proposed Relocate, Proposed Partially Closed" "Circuit Breaker, Proposed Relocate, Unknown" "Circuit Breaker, Proposed Remove, Closed" "Circuit Breaker, Proposed Remove, Open" "Circuit Breaker, Proposed Remove, Partially Closed" "Circuit Breaker, Proposed Remove, Proposed Closed" "Circuit Breaker, Proposed Remove, Proposed Open" "Circuit Breaker, Proposed Remove, Proposed Partially Closed" "Circuit Breaker, Proposed Remove, Unknown" "Circuit Breaker, Proposed Replace, Closed" "Circuit Breaker, Proposed Replace, Open" "Circuit Breaker, Proposed Replace, Partially Closed" "Circuit Breaker, Proposed Replace, Proposed Closed" "Circuit Breaker, Proposed Replace, Proposed Open" "Circuit Breaker, Proposed Replace, Proposed Partially Closed" "Circuit Breaker, Proposed Replace, Unknown" "Circuit Breaker, Removed, Closed" "Circuit Breaker, Removed, Open" "Circuit Breaker, Removed, Partially Closed" "Circuit Breaker, Removed, Proposed Closed" "Circuit Breaker, Removed, Proposed Open" "Circuit Breaker, Removed, Proposed Partially Closed" "Circuit Breaker, Removed, Unknown" "Circuit Breaker, Temporary, Closed" "Circuit Breaker, Temporary, Open" "Circuit Breaker, Temporary, Partially Closed" "Circuit Breaker, Temporary, Proposed Closed" "Circuit Breaker, Temporary, Proposed Open" "Circuit Breaker, Temporary, Proposed Partially Closed" "Circuit Breaker, Temporary, Unknown" "Elbow, Abandoned, Closed" "Elbow, Abandoned, Open" "Elbow, Abandoned, Partially Closed" "Elbow, Abandoned, Proposed Closed" "Elbow, Abandoned, Proposed Open" "Elbow, Abandoned, Proposed Partially Closed" "Elbow, Abandoned, Unknown" "Elbow, Existing with change, Closed" "Elbow, Existing with change, Open" "Elbow, Existing with change, Partially Closed" "Elbow, Existing with change, Proposed Closed" "Elbow, Existing with change, Proposed Open" "Elbow, Existing with change, Proposed Partially Closed" "Elbow, Existing with change, Unknown" "Elbow, Existing, Closed" "Elbow, Existing, Open" "Elbow, Existing, Partially Closed" "Elbow, Existing, Proposed Closed" "Elbow, Existing, Proposed Open" "Elbow, Existing, Proposed Partially Closed" "Elbow, Existing, Unknown" "Elbow, Inactive, Closed" "Elbow, Inactive, Open" "Elbow, Inactive, Partially Closed" "Elbow, Inactive, Proposed Closed" "Elbow, Inactive, Proposed Open" "Elbow, Inactive, Proposed Partially Closed" "Elbow, Inactive, Unknown" "Elbow, Proposed Abandon, Closed" "Elbow, Proposed Abandon, Open" "Elbow, Proposed Abandon, Partially Closed" "Elbow, Proposed Abandon, Proposed Closed" "Elbow, Proposed Abandon, Proposed Open" "Elbow, Proposed Abandon, Proposed Partially Closed" "Elbow, Proposed Abandon, Unknown" "Elbow, Proposed Install, Closed" "Elbow, Proposed Install, Open" "Elbow, Proposed Install, Partially Closed" "Elbow, Proposed Install, Proposed Closed" "Elbow, Proposed Install, Proposed Open" "Elbow, Proposed Install, Proposed Partially Closed" "Elbow, Proposed Install, Unknown" "Elbow, Proposed Relocate, Closed" "Elbow, Proposed Relocate, Open" "Elbow, Proposed Relocate, Partially Closed" "Elbow, Proposed Relocate, Proposed Closed" "Elbow, Proposed Relocate, Proposed Open" "Elbow, Proposed Relocate, Proposed Partially Closed" "Elbow, Proposed Relocate, Unknown" "Elbow, Proposed Remove, Closed" "Elbow, Proposed Remove, Open" "Elbow, Proposed Remove, Partially Closed" "Elbow, Proposed Remove, Proposed Closed" "Elbow, Proposed Remove, Proposed Open" "Elbow, Proposed Remove, Proposed Partially Closed" "Elbow, Proposed Remove, Unknown" "Elbow, Proposed Replace, Closed" "Elbow, Proposed Replace, Open" "Elbow, Proposed Replace, Partially Closed" "Elbow, Proposed Replace, Proposed Closed" "Elbow, Proposed Replace, Proposed Open" "Elbow, Proposed Replace, Proposed Partially Closed" "Elbow, Proposed Replace, Unknown" "Elbow, Removed, Closed" "Elbow, Removed, Open" "Elbow, Removed, Partially Closed" "Elbow, Removed, Proposed Closed" "Elbow, Removed, Proposed Open" "Elbow, Removed, Proposed Partially Closed" "Elbow, Removed, Unknown" "Elbow, Temporary, Closed" "Elbow, Temporary, Open" "Elbow, Temporary, Partially Closed" "Elbow, Temporary, Proposed Closed" "Elbow, Temporary, Proposed Open" "Elbow, Temporary, Proposed Partially Closed" "Elbow, Temporary, Unknown" "Fuse, Abandoned, Closed" "Fuse, Abandoned, Open" "Fuse, Abandoned, Partially Closed" "Fuse, Abandoned, Proposed Closed" "Fuse, Abandoned, Proposed Open" "Fuse, Abandoned, Proposed Partially Closed" "Fuse, Abandoned, Unknown" "Fuse, Existing with change, Closed" "Fuse, Existing with change, Open" "Fuse, Existing with change, Partially Closed" "Fuse, Existing with change, Proposed Closed" "Fuse, Existing with change, Proposed Open" "Fuse, Existing with change, Proposed Partially Closed" "Fuse, Existing with change, Unknown" "Fuse, Existing, Closed" "Fuse, Existing, Open" "Fuse, Existing, Partially Closed" "Fuse, Existing, Proposed Closed" "Fuse, Existing, Proposed Open" "Fuse, Existing, Proposed Partially Closed" "Fuse, Existing, Unknown" "Fuse, Inactive, Closed" "Fuse, Inactive, Open" "Fuse, Inactive, Partially Closed" "Fuse, Inactive, Proposed Closed" "Fuse, Inactive, Proposed Open" "Fuse, Inactive, Proposed Partially Closed" "Fuse, Inactive, Unknown" "Fuse, Proposed Abandon, Closed" "Fuse, Proposed Abandon, Open" "Fuse, Proposed Abandon, Partially Closed" "Fuse, Proposed Abandon, Proposed Closed" "Fuse, Proposed Abandon, Proposed Open" "Fuse, Proposed Abandon, Proposed Partially Closed" "Fuse, Proposed Abandon, Unknown" "Fuse, Proposed Install, Closed" "Fuse, Proposed Install, Open" "Fuse, Proposed Install, Partially Closed" "Fuse, Proposed Install, Proposed Closed" "Fuse, Proposed Install, Proposed Open" "Fuse, Proposed Install, Proposed Partially Closed" "Fuse, Proposed Install, Unknown" "Fuse, Proposed Relocate, Closed" "Fuse, Proposed Relocate, Open" "Fuse, Proposed Relocate, Partially Closed" "Fuse, Proposed Relocate, Proposed Closed" "Fuse, Proposed Relocate, Proposed Open" "Fuse, Proposed Relocate, Proposed Partially Closed" "Fuse, Proposed Relocate, Unknown" "Fuse, Proposed Remove, Closed" "Fuse, Proposed Remove, Open" "Fuse, Proposed Remove, Partially Closed" "Fuse, Proposed Remove, Proposed Closed" "Fuse, Proposed Remove, Proposed Open" "Fuse, Proposed Remove, Proposed Partially Closed" "Fuse, Proposed Remove, Unknown" "Fuse, Proposed Replace, Closed" "Fuse, Proposed Replace, Open" "Fuse, Proposed Replace, Partially Closed" "Fuse, Proposed Replace, Proposed Closed" "Fuse, Proposed Replace, Proposed Open" "Fuse, Proposed Replace, Proposed Partially Closed" "Fuse, Proposed Replace, Unknown" "Fuse, Removed, Closed" "Fuse, Removed, Open" "Fuse, Removed, Partially Closed" "Fuse, Removed, Proposed Closed" "Fuse, Removed, Proposed Open" "Fuse, Removed, Proposed Partially Closed" "Fuse, Removed, Unknown" "Fuse, Temporary, Closed" "Fuse, Temporary, Open" "Fuse, Temporary, Partially Closed" "Fuse, Temporary, Proposed Closed" "Fuse, Temporary, Proposed Open" "Fuse, Temporary, Proposed Partially Closed" "Fuse, Temporary, Unknown" "Link, Abandoned, Closed" "Link, Abandoned, Open" "Link, Abandoned, Partially Closed" "Link, Abandoned, Proposed Closed" "Link, Abandoned, Proposed Open" "Link, Abandoned, Proposed Partially Closed" "Link, Abandoned, Unknown" "Link, Existing with change, Closed" "Link, Existing with change, Open" "Link, Existing with change, Partially Closed" "Link, Existing with change, Proposed Closed" "Link, Existing with change, Proposed Open" "Link, Existing with change, Proposed Partially Closed" "Link, Existing with change, Unknown" "Link, Existing, Closed" "Link, Existing, Open" "Link, Existing, Partially Closed" "Link, Existing, Proposed Closed" "Link, Existing, Proposed Open" "Link, Existing, Proposed Partially Closed" "Link, Existing, Unknown" "Link, Inactive, Closed" "Link, Inactive, Open" "Link, Inactive, Partially Closed" "Link, Inactive, Proposed Closed" "Link, Inactive, Proposed Open" "Link, Inactive, Proposed Partially Closed" "Link, Inactive, Unknown" "Link, Proposed Abandon, Closed" "Link, Proposed Abandon, Open" "Link, Proposed Abandon, Partially Closed" "Link, Proposed Abandon, Proposed Closed" "Link, Proposed Abandon, Proposed Open" "Link, Proposed Abandon, Proposed Partially Closed" "Link, Proposed Abandon, Unknown" "Link, Proposed Install, Closed" "Link, Proposed Install, Open" "Link, Proposed Install, Partially Closed" "Link, Proposed Install, Proposed Closed" "Link, Proposed Install, Proposed Open" "Link, Proposed Install, Proposed Partially Closed" "Link, Proposed Install, Unknown" "Link, Proposed Relocate, Closed" "Link, Proposed Relocate, Open" "Link, Proposed Relocate, Partially Closed" "Link, Proposed Relocate, Proposed Closed" "Link, Proposed Relocate, Proposed Open" "Link, Proposed Relocate, Proposed Partially Closed" "Link, Proposed Relocate, Unknown" "Link, Proposed Remove, Closed" "Link, Proposed Remove, Open" "Link, Proposed Remove, Partially Closed" "Link, Proposed Remove, Proposed Closed" "Link, Proposed Remove, Proposed Open" "Link, Proposed Remove, Proposed Partially Closed" "Link, Proposed Remove, Unknown" "Link, Proposed Replace, Closed" "Link, Proposed Replace, Open" "Link, Proposed Replace, Partially Closed" "Link, Proposed Replace, Proposed Closed" "Link, Proposed Replace, Proposed Open" "Link, Proposed Replace, Proposed Partially Closed" "Link, Proposed Replace, Unknown" "Link, Removed, Closed" "Link, Removed, Open" "Link, Removed, Partially Closed" "Link, Removed, Proposed Closed" "Link, Removed, Proposed Open" "Link, Removed, Proposed Partially Closed" "Link, Removed, Unknown" "Link, Temporary, Closed" "Link, Temporary, Open" "Link, Temporary, Partially Closed" "Link, Temporary, Proposed Closed" "Link, Temporary, Proposed Open" "Link, Temporary, Proposed Partially Closed" "Link, Temporary, Unknown" "Load Break Switch, Abandoned, Closed" "Load Break Switch, Abandoned, Open" "Load Break Switch, Abandoned, Partially Closed" "Load Break Switch, Abandoned, Proposed Closed" "Load Break Switch, Abandoned, Proposed Open" "Load Break Switch, Abandoned, Proposed Partially Closed" "Load Break Switch, Abandoned, Unknown" "Load Break Switch, Existing with change, Closed" "Load Break Switch, Existing with change, Open" "Load Break Switch, Existing with change, Partially Closed" "Load Break Switch, Existing with change, Proposed Closed" "Load Break Switch, Existing with change, Proposed Open" "Load Break Switch, Existing with change, Proposed Partially Closed" "Load Break Switch, Existing with change, Unknown" "Load Break Switch, Existing, Closed" "Load Break Switch, Existing, Open" "Load Break Switch, Existing, Partially Closed" "Load Break Switch, Existing, Proposed Closed" "Load Break Switch, Existing, Proposed Open" "Load Break Switch, Existing, Proposed Partially Closed" "Load Break Switch, Existing, Unknown" "Load Break Switch, Inactive, Closed" "Load Break Switch, Inactive, Open" "Load Break Switch, Inactive, Partially Closed" "Load Break Switch, Inactive, Proposed Closed" "Load Break Switch, Inactive, Proposed Open" "Load Break Switch, Inactive, Proposed Partially Closed" "Load Break Switch, Inactive, Unknown" "Load Break Switch, Proposed Abandon, Closed" "Load Break Switch, Proposed Abandon, Open" "Load Break Switch, Proposed Abandon, Partially Closed" "Load Break Switch, Proposed Abandon, Proposed Closed" "Load Break Switch, Proposed Abandon, Proposed Open" "Load Break Switch, Proposed Abandon, Proposed Partially Closed" "Load Break Switch, Proposed Abandon, Unknown" "Load Break Switch, Proposed Install, Closed" "Load Break Switch, Proposed Install, Open" "Load Break Switch, Proposed Install, Partially Closed" "Load Break Switch, Proposed Install, Proposed Closed" "Load Break Switch, Proposed Install, Proposed Open" "Load Break Switch, Proposed Install, Proposed Partially Closed" "Load Break Switch, Proposed Install, Unknown" "Load Break Switch, Proposed Relocate, Closed" "Load Break Switch, Proposed Relocate, Open" "Load Break Switch, Proposed Relocate, Partially Closed" "Load Break Switch, Proposed Relocate, Proposed Closed" "Load Break Switch, Proposed Relocate, Proposed Open" "Load Break Switch, Proposed Relocate, Proposed Partially Closed" "Load Break Switch, Proposed Relocate, Unknown" "Load Break Switch, Proposed Remove, Closed" "Load Break Switch, Proposed Remove, Open" "Load Break Switch, Proposed Remove, Partially Closed" "Load Break Switch, Proposed Remove, Proposed Closed" "Load Break Switch, Proposed Remove, Proposed Open" "Load Break Switch, Proposed Remove, Proposed Partially Closed" "Load Break Switch, Proposed Remove, Unknown" "Load Break Switch, Proposed Replace, Closed" "Load Break Switch, Proposed Replace, Open" "Load Break Switch, Proposed Replace, Partially Closed" "Load Break Switch, Proposed Replace, Proposed Closed" "Load Break Switch, Proposed Replace, Proposed Open" "Load Break Switch, Proposed Replace, Proposed Partially Closed" "Load Break Switch, Proposed Replace, Unknown" "Load Break Switch, Removed, Closed" "Load Break Switch, Removed, Open" "Load Break Switch, Removed, Partially Closed" "Load Break Switch, Removed, Proposed Closed" "Load Break Switch, Removed, Proposed Open" "Load Break Switch, Removed, Proposed Partially Closed" "Load Break Switch, Removed, Unknown" "Load Break Switch, Temporary, Closed" "Load Break Switch, Temporary, Open" "Load Break Switch, Temporary, Partially Closed" "Load Break Switch, Temporary, Proposed Closed" "Load Break Switch, Temporary, Proposed Open" "Load Break Switch, Temporary, Proposed Partially Closed" "Load Break Switch, Temporary, Unknown" "Network Protector, Abandoned, Closed" "Network Protector, Abandoned, Open" "Network Protector, Abandoned, Partially Closed" "Network Protector, Abandoned, Proposed Closed" "Network Protector, Abandoned, Proposed Open" "Network Protector, Abandoned, Proposed Partially Closed" "Network Protector, Abandoned, Unknown" "Network Protector, Existing with change, Closed" "Network Protector, Existing with change, Open" "Network Protector, Existing with change, Partially Closed" "Network Protector, Existing with change, Proposed Closed" "Network Protector, Existing with change, Proposed Open" "Network Protector, Existing with change, Proposed Partially Closed" "Network Protector, Existing with change, Unknown" "Network Protector, Existing, Closed" "Network Protector, Existing, Open" "Network Protector, Existing, Partially Closed" "Network Protector, Existing, Proposed Closed" "Network Protector, Existing, Proposed Open" "Network Protector, Existing, Proposed Partially Closed" "Network Protector, Existing, Unknown" "Network Protector, Inactive, Closed" "Network Protector, Inactive, Open" "Network Protector, Inactive, Partially Closed" "Network Protector, Inactive, Proposed Closed" "Network Protector, Inactive, Proposed Open" "Network Protector, Inactive, Proposed Partially Closed" "Network Protector, Inactive, Unknown" "Network Protector, Proposed Abandon, Closed" "Network Protector, Proposed Abandon, Open" "Network Protector, Proposed Abandon, Partially Closed" "Network Protector, Proposed Abandon, Proposed Closed" "Network Protector, Proposed Abandon, Proposed Open" "Network Protector, Proposed Abandon, Proposed Partially Closed" "Network Protector, Proposed Abandon, Unknown" "Network Protector, Proposed Install, Closed" "Network Protector, Proposed Install, Open" "Network Protector, Proposed Install, Partially Closed" "Network Protector, Proposed Install, Proposed Closed" "Network Protector, Proposed Install, Proposed Open" "Network Protector, Proposed Install, Proposed Partially Closed" "Network Protector, Proposed Install, Unknown" "Network Protector, Proposed Relocate, Closed" "Network Protector, Proposed Relocate, Open" "Network Protector, Proposed Relocate, Partially Closed" "Network Protector, Proposed Relocate, Proposed Closed" "Network Protector, Proposed Relocate, Proposed Open" "Network Protector, Proposed Relocate, Proposed Partially Closed" "Network Protector, Proposed Relocate, Unknown" "Network Protector, Proposed Remove, Closed" "Network Protector, Proposed Remove, Open" "Network Protector, Proposed Remove, Partially Closed" "Network Protector, Proposed Remove, Proposed Closed" "Network Protector, Proposed Remove, Proposed Open" "Network Protector, Proposed Remove, Proposed Partially Closed" "Network Protector, Proposed Remove, Unknown" "Network Protector, Proposed Replace, Closed" "Network Protector, Proposed Replace, Open" "Network Protector, Proposed Replace, Partially Closed" "Network Protector, Proposed Replace, Proposed Closed" "Network Protector, Proposed Replace, Proposed Open" "Network Protector, Proposed Replace, Proposed Partially Closed" "Network Protector, Proposed Replace, Unknown" "Network Protector, Removed, Closed" "Network Protector, Removed, Open" "Network Protector, Removed, Partially Closed" "Network Protector, Removed, Proposed Closed" "Network Protector, Removed, Proposed Open" "Network Protector, Removed, Proposed Partially Closed" "Network Protector, Removed, Unknown" "Network Protector, Temporary, Closed" "Network Protector, Temporary, Open" "Network Protector, Temporary, Partially Closed" "Network Protector, Temporary, Proposed Closed" "Network Protector, Temporary, Proposed Open" "Network Protector, Temporary, Proposed Partially Closed" "Network Protector, Temporary, Unknown" "Open Point, Abandoned, Closed" "Open Point, Abandoned, Open" "Open Point, Abandoned, Partially Closed" "Open Point, Abandoned, Proposed Closed" "Open Point, Abandoned, Proposed Open" "Open Point, Abandoned, Proposed Partially Closed" "Open Point, Abandoned, Unknown" "Open Point, Existing with change, Closed" "Open Point, Existing with change, Open" "Open Point, Existing with change, Partially Closed" "Open Point, Existing with change, Proposed Closed" "Open Point, Existing with change, Proposed Open" "Open Point, Existing with change, Proposed Partially Closed" "Open Point, Existing with change, Unknown" "Open Point, Existing, Closed" "Open Point, Existing, Open" "Open Point, Existing, Partially Closed" "Open Point, Existing, Proposed Closed" "Open Point, Existing, Proposed Open" "Open Point, Existing, Proposed Partially Closed" "Open Point, Existing, Unknown" "Open Point, Inactive, Closed" "Open Point, Inactive, Open" "Open Point, Inactive, Partially Closed" "Open Point, Inactive, Proposed Closed" "Open Point, Inactive, Proposed Open" "Open Point, Inactive, Proposed Partially Closed" "Open Point, Inactive, Unknown" "Open Point, Proposed Abandon, Closed" "Open Point, Proposed Abandon, Open" "Open Point, Proposed Abandon, Partially Closed" "Open Point, Proposed Abandon, Proposed Closed" "Open Point, Proposed Abandon, Proposed Open" "Open Point, Proposed Abandon, Proposed Partially Closed" "Open Point, Proposed Abandon, Unknown" "Open Point, Proposed Install, Closed" "Open Point, Proposed Install, Open" "Open Point, Proposed Install, Partially Closed" "Open Point, Proposed Install, Proposed Closed" "Open Point, Proposed Install, Proposed Open" "Open Point, Proposed Install, Proposed Partially Closed" "Open Point, Proposed Install, Unknown" "Open Point, Proposed Relocate, Closed" "Open Point, Proposed Relocate, Open" "Open Point, Proposed Relocate, Partially Closed" "Open Point, Proposed Relocate, Proposed Closed" "Open Point, Proposed Relocate, Proposed Open" "Open Point, Proposed Relocate, Proposed Partially Closed" "Open Point, Proposed Relocate, Unknown" "Open Point, Proposed Remove, Closed" "Open Point, Proposed Remove, Open" "Open Point, Proposed Remove, Partially Closed" "Open Point, Proposed Remove, Proposed Closed" "Open Point, Proposed Remove, Proposed Open" "Open Point, Proposed Remove, Proposed Partially Closed" "Open Point, Proposed Remove, Unknown" "Open Point, Proposed Replace, Closed" "Open Point, Proposed Replace, Open" "Open Point, Proposed Replace, Partially Closed" "Open Point, Proposed Replace, Proposed Closed" "Open Point, Proposed Replace, Proposed Open" "Open Point, Proposed Replace, Proposed Partially Closed" "Open Point, Proposed Replace, Unknown" "Open Point, Removed, Closed" "Open Point, Removed, Open" "Open Point, Removed, Partially Closed" "Open Point, Removed, Proposed Closed" "Open Point, Removed, Proposed Open" "Open Point, Removed, Proposed Partially Closed" "Open Point, Removed, Unknown" "Open Point, Temporary, Closed" "Open Point, Temporary, Open" "Open Point, Temporary, Partially Closed" "Open Point, Temporary, Proposed Closed" "Open Point, Temporary, Proposed Open" "Open Point, Temporary, Proposed Partially Closed" "Open Point, Temporary, Unknown" "Recloser, Abandoned, Closed" "Recloser, Abandoned, Open" "Recloser, Abandoned, Partially Closed" "Recloser, Abandoned, Proposed Closed" "Recloser, Abandoned, Proposed Open" "Recloser, Abandoned, Proposed Partially Closed" "Recloser, Abandoned, Unknown" "Recloser, Existing with change, Closed" "Recloser, Existing with change, Open" "Recloser, Existing with change, Partially Closed" "Recloser, Existing with change, Proposed Closed" "Recloser, Existing with change, Proposed Open" "Recloser, Existing with change, Proposed Partially Closed" "Recloser, Existing with change, Unknown" "Recloser, Existing, Closed" "Recloser, Existing, Open" "Recloser, Existing, Partially Closed" "Recloser, Existing, Proposed Closed" "Recloser, Existing, Proposed Open" "Recloser, Existing, Proposed Partially Closed" "Recloser, Existing, Unknown" "Recloser, Inactive, Closed" "Recloser, Inactive, Open" "Recloser, Inactive, Partially Closed" "Recloser, Inactive, Proposed Closed" "Recloser, Inactive, Proposed Open" "Recloser, Inactive, Proposed Partially Closed" "Recloser, Inactive, Unknown" "Recloser, Proposed Abandon, Closed" "Recloser, Proposed Abandon, Open" "Recloser, Proposed Abandon, Partially Closed" "Recloser, Proposed Abandon, Proposed Closed" "Recloser, Proposed Abandon, Proposed Open" "Recloser, Proposed Abandon, Proposed Partially Closed" "Recloser, Proposed Abandon, Unknown" "Recloser, Proposed Install, Closed" "Recloser, Proposed Install, Open" "Recloser, Proposed Install, Partially Closed" "Recloser, Proposed Install, Proposed Closed" "Recloser, Proposed Install, Proposed Open" "Recloser, Proposed Install, Proposed Partially Closed" "Recloser, Proposed Install, Unknown" "Recloser, Proposed Relocate, Closed" "Recloser, Proposed Relocate, Open" "Recloser, Proposed Relocate, Partially Closed" "Recloser, Proposed Relocate, Proposed Closed" "Recloser, Proposed Relocate, Proposed Open" "Recloser, Proposed Relocate, Proposed Partially Closed" "Recloser, Proposed Relocate, Unknown" "Recloser, Proposed Remove, Closed" "Recloser, Proposed Remove, Open" "Recloser, Proposed Remove, Partially Closed" "Recloser, Proposed Remove, Proposed Closed" "Recloser, Proposed Remove, Proposed Open" "Recloser, Proposed Remove, Proposed Partially Closed" "Recloser, Proposed Remove, Unknown" "Recloser, Proposed Replace, Closed" "Recloser, Proposed Replace, Open" "Recloser, Proposed Replace, Partially Closed" "Recloser, Proposed Replace, Proposed Closed" "Recloser, Proposed Replace, Proposed Open" "Recloser, Proposed Replace, Proposed Partially Closed" "Recloser, Proposed Replace, Unknown" "Recloser, Removed, Closed" "Recloser, Removed, Open" "Recloser, Removed, Partially Closed" "Recloser, Removed, Proposed Closed" "Recloser, Removed, Proposed Open" "Recloser, Removed, Proposed Partially Closed" "Recloser, Removed, Unknown" "Recloser, Temporary, Closed" "Recloser, Temporary, Open" "Recloser, Temporary, Partially Closed" "Recloser, Temporary, Proposed Closed" "Recloser, Temporary, Proposed Open" "Recloser, Temporary, Proposed Partially Closed" "Recloser, Temporary, Unknown" "Sectionalizer, Abandoned, Closed" "Sectionalizer, Abandoned, Open" "Sectionalizer, Abandoned, Partially Closed" "Sectionalizer, Abandoned, Proposed Closed" "Sectionalizer, Abandoned, Proposed Open" "Sectionalizer, Abandoned, Proposed Partially Closed" "Sectionalizer, Abandoned, Unknown" "Sectionalizer, Existing with change, Closed" "Sectionalizer, Existing with change, Open" "Sectionalizer, Existing with change, Partially Closed" "Sectionalizer, Existing with change, Proposed Closed" "Sectionalizer, Existing with change, Proposed Open" "Sectionalizer, Existing with change, Proposed Partially Closed" "Sectionalizer, Existing with change, Unknown" "Sectionalizer, Existing, Closed" "Sectionalizer, Existing, Open" "Sectionalizer, Existing, Partially Closed" "Sectionalizer, Existing, Proposed Closed" "Sectionalizer, Existing, Proposed Open" "Sectionalizer, Existing, Proposed Partially Closed" "Sectionalizer, Existing, Unknown" "Sectionalizer, Inactive, Closed" "Sectionalizer, Inactive, Open" "Sectionalizer, Inactive, Partially Closed" "Sectionalizer, Inactive, Proposed Closed" "Sectionalizer, Inactive, Proposed Open" "Sectionalizer, Inactive, Proposed Partially Closed" "Sectionalizer, Inactive, Unknown" "Sectionalizer, Proposed Abandon, Closed" "Sectionalizer, Proposed Abandon, Open" "Sectionalizer, Proposed Abandon, Partially Closed" "Sectionalizer, Proposed Abandon, Proposed Closed" "Sectionalizer, Proposed Abandon, Proposed Open" "Sectionalizer, Proposed Abandon, Proposed Partially Closed" "Sectionalizer, Proposed Abandon, Unknown" "Sectionalizer, Proposed Install, Closed" "Sectionalizer, Proposed Install, Open" "Sectionalizer, Proposed Install, Partially Closed" "Sectionalizer, Proposed Install, Proposed Closed" "Sectionalizer, Proposed Install, Proposed Open" "Sectionalizer, Proposed Install, Proposed Partially Closed" "Sectionalizer, Proposed Install, Unknown" "Sectionalizer, Proposed Relocate, Closed" "Sectionalizer, Proposed Relocate, Open" "Sectionalizer, Proposed Relocate, Partially Closed" "Sectionalizer, Proposed Relocate, Proposed Closed" "Sectionalizer, Proposed Relocate, Proposed Open" "Sectionalizer, Proposed Relocate, Proposed Partially Closed" "Sectionalizer, Proposed Relocate, Unknown" "Sectionalizer, Proposed Remove, Closed" "Sectionalizer, Proposed Remove, Open" "Sectionalizer, Proposed Remove, Partially Closed" "Sectionalizer, Proposed Remove, Proposed Closed" "Sectionalizer, Proposed Remove, Proposed Open" "Sectionalizer, Proposed Remove, Proposed Partially Closed" "Sectionalizer, Proposed Remove, Unknown" "Sectionalizer, Proposed Replace, Closed" "Sectionalizer, Proposed Replace, Open" "Sectionalizer, Proposed Replace, Partially Closed" "Sectionalizer, Proposed Replace, Proposed Closed" "Sectionalizer, Proposed Replace, Proposed Open" "Sectionalizer, Proposed Replace, Proposed Partially Closed" "Sectionalizer, Proposed Replace, Unknown" "Sectionalizer, Removed, Closed" "Sectionalizer, Removed, Open" "Sectionalizer, Removed, Partially Closed" "Sectionalizer, Removed, Proposed Closed" "Sectionalizer, Removed, Proposed Open" "Sectionalizer, Removed, Proposed Partially Closed" "Sectionalizer, Removed, Unknown" "Sectionalizer, Temporary, Closed" "Sectionalizer, Temporary, Open" "Sectionalizer, Temporary, Partially Closed" "Sectionalizer, Temporary, Proposed Closed" "Sectionalizer, Temporary, Proposed Open" "Sectionalizer, Temporary, Proposed Partially Closed" "Sectionalizer, Temporary, Unknown" "Side Break Switch, Abandoned, Closed" "Side Break Switch, Abandoned, Open" "Side Break Switch, Abandoned, Partially Closed" "Side Break Switch, Abandoned, Proposed Closed" "Side Break Switch, Abandoned, Proposed Open" "Side Break Switch, Abandoned, Proposed Partially Closed" "Side Break Switch, Abandoned, Unknown" "Side Break Switch, Existing with change, Closed" "Side Break Switch, Existing with change, Open" "Side Break Switch, Existing with change, Partially Closed" "Side Break Switch, Existing with change, Proposed Closed" "Side Break Switch, Existing with change, Proposed Open" "Side Break Switch, Existing with change, Proposed Partially Closed" "Side Break Switch, Existing with change, Unknown" "Side Break Switch, Existing, Closed" "Side Break Switch, Existing, Open" "Side Break Switch, Existing, Partially Closed" "Side Break Switch, Existing, Proposed Closed" "Side Break Switch, Existing, Proposed Open" "Side Break Switch, Existing, Proposed Partially Closed" "Side Break Switch, Existing, Unknown" "Side Break Switch, Inactive, Closed" "Side Break Switch, Inactive, Open" "Side Break Switch, Inactive, Partially Closed" "Side Break Switch, Inactive, Proposed Closed" "Side Break Switch, Inactive, Proposed Open" "Side Break Switch, Inactive, Proposed Partially Closed" "Side Break Switch, Inactive, Unknown" "Side Break Switch, Proposed Abandon, Closed" "Side Break Switch, Proposed Abandon, Open" "Side Break Switch, Proposed Abandon, Partially Closed" "Side Break Switch, Proposed Abandon, Proposed Closed" "Side Break Switch, Proposed Abandon, Proposed Open" "Side Break Switch, Proposed Abandon, Proposed Partially Closed" "Side Break Switch, Proposed Abandon, Unknown" "Side Break Switch, Proposed Install, Closed" "Side Break Switch, Proposed Install, Open" "Side Break Switch, Proposed Install, Partially Closed" "Side Break Switch, Proposed Install, Proposed Closed" "Side Break Switch, Proposed Install, Proposed Open" "Side Break Switch, Proposed Install, Proposed Partially Closed" "Side Break Switch, Proposed Install, Unknown" "Side Break Switch, Proposed Relocate, Closed" "Side Break Switch, Proposed Relocate, Open" "Side Break Switch, Proposed Relocate, Partially Closed" "Side Break Switch, Proposed Relocate, Proposed Closed" "Side Break Switch, Proposed Relocate, Proposed Open" "Side Break Switch, Proposed Relocate, Proposed Partially Closed" "Side Break Switch, Proposed Relocate, Unknown" "Side Break Switch, Proposed Remove, Closed" "Side Break Switch, Proposed Remove, Open" "Side Break Switch, Proposed Remove, Partially Closed" | NA | No | 10 | "Side Break Switch, Removed, Proposed Closed" "Side Break Switch, Removed, Proposed Open" "Side Break Switch, Removed, Proposed Partially Closed" "Side Break Switch, Removed, Unknown" "Side Break Switch, Temporary, Closed" "Side Break Switch, Temporary, Open" "Side Break Switch, Temporary, Partially Closed" "Side Break Switch, Temporary, Proposed Closed" "Side Break Switch, Temporary, Proposed Open" "Side Break Switch, Temporary, Proposed Partially Closed" "Side Break Switch, Temporary, Unknown" "Switch, Abandoned, Closed" "Switch, Abandoned, Open" "Switch, Abandoned, Partially Closed" "Switch, Abandoned, Proposed Closed" "Switch, Abandoned, Proposed Open" "Switch, Abandoned, Proposed Partially Closed" "Switch, Abandoned, Unknown" "Switch, Existing with change, Closed" "Switch, Existing with change, Open" "Switch, Existing with change, Partially Closed" "Switch, Existing with change, Proposed Closed" "Switch, Existing with change, Proposed Open" "Switch, Existing with change, Proposed Partially Closed" "Switch, Existing with change, Unknown" "Switch, Existing, Closed" "Switch, Existing, Open" "Switch, Existing, Partially Closed" "Switch, Existing, Proposed Closed" "Switch, Existing, Proposed Open" "Switch, Existing, Proposed Partially Closed" "Switch, Existing, Unknown" "Switch, Inactive, Closed" "Switch, Inactive, Open" "Switch, Inactive, Partially Closed" "Switch, Inactive, Proposed Closed" "Switch, Inactive, Proposed Open" "Switch, Inactive, Proposed Partially Closed" "Switch, Inactive, Unknown" "Switch, Proposed Abandon, Closed" "Switch, Proposed Abandon, Open" "Switch, Proposed Abandon, Partially Closed" "Switch, Proposed Abandon, Proposed Closed" "Switch, Proposed Abandon, Proposed Open" "Switch, Proposed Abandon, Proposed Partially Closed" "Switch, Proposed Abandon, Unknown" "Switch, Proposed Install, Closed" "Switch, Proposed Install, Open" "Switch, Proposed Install, Partially Closed" "Switch, Proposed Install, Proposed Closed" "Switch, Proposed Install, Proposed Open" "Switch, Proposed Install, Proposed Partially Closed" "Switch, Proposed Install, Unknown" "Switch, Proposed Relocate, Closed" "Switch, Proposed Relocate, Open" "Switch, Proposed Relocate, Partially Closed" "Switch, Proposed Relocate, Proposed Closed" "Switch, Proposed Relocate, Proposed Open" "Switch, Proposed Relocate, Proposed Partially Closed" "Switch, Proposed Relocate, Unknown" "Switch, Proposed Remove, Closed" "Switch, Proposed Remove, Open" "Switch, Proposed Remove, Partially Closed" "Switch, Proposed Remove, Proposed Closed" "Switch, Proposed Remove, Proposed Open" "Switch, Proposed Remove, Proposed Partially Closed" "Switch, Proposed Remove, Unknown" "Switch, Proposed Replace, Closed" "Switch, Proposed Replace, Open" "Switch, Proposed Replace, Partially Closed" "Switch, Proposed Replace, Proposed Closed" "Switch, Proposed Replace, Proposed Open" "Switch, Proposed Replace, Proposed Partially Closed" "Switch, Proposed Replace, Unknown" "Switch, Removed, Closed" "Switch, Removed, Open" "Switch, Removed, Partially Closed" "Switch, Removed, Proposed Closed" "Switch, Removed, Proposed Open" "Switch, Removed, Proposed Partially Closed" "Switch, Removed, Unknown" "Switch, Temporary, Closed" "Switch, Temporary, Open" "Switch, Temporary, Partially Closed" "Switch, Temporary, Proposed Closed" "Switch, Temporary, Proposed Open" "Switch, Temporary, Proposed Partially Closed" "Switch, Temporary, Unknown" "Unknown, Abandoned, Closed" "Unknown, Abandoned, Open" "Unknown, Abandoned, Partially Closed" "Unknown, Abandoned, Proposed Closed" "Unknown, Abandoned, Proposed Open" "Unknown, Abandoned, Proposed Partially Closed" "Unknown, Abandoned, Unknown" "Unknown, Existing with change, Closed" "Unknown, Existing with change, Open" "Unknown, Existing with change, Partially Closed" "Unknown, Existing with change, Proposed Closed" "Unknown, Existing with change, Proposed Open" "Unknown, Existing with change, Proposed Partially Closed" "Unknown, Existing with change, Unknown" "Unknown, Existing, Closed" "Unknown, Existing, Open" "Unknown, Existing, Partially Closed" "Unknown, Existing, Proposed Closed" "Unknown, Existing, Proposed Open" "Unknown, Existing, Proposed Partially Closed" "Unknown, Existing, Unknown" "Unknown, Inactive, Closed" "Unknown, Inactive, Open" "Unknown, Inactive, Partially Closed" "Unknown, Inactive, Proposed Closed" "Unknown, Inactive, Proposed Open" "Unknown, Inactive, Proposed Partially Closed" "Unknown, Inactive, Unknown" "Unknown, Proposed Abandon, Closed" "Unknown, Proposed Abandon, Open" "Unknown, Proposed Abandon, Partially Closed" "Unknown, Proposed Abandon, Proposed Closed" "Unknown, Proposed Abandon, Proposed Open" "Unknown, Proposed Abandon, Proposed Partially Closed" "Unknown, Proposed Abandon, Unknown" "Unknown, Proposed Install, Closed" "Unknown, Proposed Install, Open" "Unknown, Proposed Install, Partially Closed" "Unknown, Proposed Install, Proposed Closed" "Unknown, Proposed Install, Proposed Open" "Unknown, Proposed Install, Proposed Partially Closed" "Unknown, Proposed Install, Unknown" "Unknown, Proposed Relocate, Closed" "Unknown, Proposed Relocate, Open" "Unknown, Proposed Relocate, Partially Closed" "Unknown, Proposed Relocate, Proposed Closed" "Unknown, Proposed Relocate, Proposed Open" "Unknown, Proposed Relocate, Proposed Partially Closed" "Unknown, Proposed Relocate, Unknown" "Unknown, Proposed Remove, Closed" "Unknown, Proposed Remove, Open" "Unknown, Proposed Remove, Partially Closed" "Unknown, Proposed Remove, Proposed Closed" "Unknown, Proposed Remove, Proposed Open" "Unknown, Proposed Remove, Proposed Partially Closed" "Unknown, Proposed Remove, Unknown" "Unknown, Proposed Replace, Closed" "Unknown, Proposed Replace, Open" "Unknown, Proposed Replace, Partially Closed" "Unknown, Proposed Replace, Proposed Closed" "Unknown, Proposed Replace, Proposed Open" "Unknown, Proposed Replace, Proposed Partially Closed" "Unknown, Proposed Replace, Unknown" "Unknown, Removed, Closed" "Unknown, Removed, Open" "Unknown, Removed, Partially Closed" "Unknown, Removed, Proposed Closed" "Unknown, Removed, Proposed Open" "Unknown, Removed, Proposed Partially Closed" "Unknown, Removed, Unknown" "Unknown, Temporary, Closed" "Unknown, Temporary, Open" "Unknown, Temporary, Partially Closed" "Unknown, Temporary, Proposed Closed" "Unknown, Temporary, Proposed Open" "Unknown, Temporary, Proposed Partially Closed" "Unknown, Temporary, Unknown"
Equipment | eo_isolating_eqpt_inst | Isolating Equipment Installation | existing_assets | Existing Assets | dd_join_field | No | Isolating Equipment | join_via | No |  | NA | No | 20
Equipment | eo_isolating_eqpt_inst | Isolating Equipment Installation | pin1_hv | HV Pin1 | dd_geom_field | simple_point | No | No | No |  | NA | No | 10
Equipment | eo_isolating_eqpt_inst | Isolating Equipment Installation | connector_lv | LV Connector | dd_geom_field | chain | No | No | No |  | NA | No | 10
Equipment | eo_isolating_eqpt_inst | Isolating Equipment Installation | tp_surveyor_remark_id | Tp Surveyor Remark Id | dd_phys_field | No | No | No | No |  | integer | No | 10
Equipment | eo_isolating_eqpt_inst | Isolating Equipment Installation | dac | Distribution Automation Controller | dd_join_field | No | Distribution Automation Controller | 0:N | No |  | NA | No | 20
Equipment | eo_isolating_eqpt_inst | Isolating Equipment Installation | composite_switch | Composite Switch | dd_join_field | No | Composite Switch | 0:N | No |  | NA | No | 20
Equipment | eo_isolating_eqpt_inst | Isolating Equipment Installation | alias | Alias | dd_phys_field | No | No | No | No |  | ds_char16_vector | No | 64
Equipment | eo_isolating_eqpt_inst | Isolating Equipment Installation | circuit_source_stopper | Circuit Source/Stopper | dd_join_field | No | Circuit Source | 0:00 | No |  | NA | No | 20
Equipment | eo_isolating_eqpt_inst | Isolating Equipment Installation | existing_phasing | Existing Phasing | dd_derived_field | No | No | No | Yes | A AB ABC ABCN ABCNE ABN ABNE AC ACB ACBN ACN ACNE AN ANE B BA BAC BACN BAN BC BCA BCAN BCN BCNE BN BNE BR C CA CAB CABN CAN CB CBA CBAN CBN CN CNE Earth Neutral Neutral-Earth Not Applicable R RB RY RYB RYBN Static Unknown Y YB | NA | No | 10
Equipment | eo_isolating_eqpt_inst | Isolating Equipment Installation | tp_warranty_end_date | Warranty End Date | dd_phys_field | No | No | No | No |  | ds_date | No | 10
Equipment | eo_isolating_eqpt_inst | Isolating Equipment Installation | schematic_links | Schematic Links | dd_join_field | No | Schematic Link | M:N | No |  | NA | No | 20
Equipment | eo_isolating_eqpt_inst | Isolating Equipment Installation | tp_section_code | Section Code | dd_phys_field | No | No | No | Yes | 0 1 2 3 4 5 6 Unknown | NA | No | 10
Equipment | eo_isolating_eqpt_inst | Isolating Equipment Installation | existing_phases | Existing Phases | dd_join_field | No | Isolating Equipment Existing Phase | 1:n | No |  | NA | No | 20
Equipment | eo_isolating_eqpt_inst | Isolating Equipment Installation | tp_circle_code | Circle Code | dd_phys_field | No | No | No | Yes | 0 21 29 31 34 35 71 Unknown | NA | No | 10
Equipment | eo_isolating_eqpt_inst | Isolating Equipment Installation | leader_line | Leader Line | dd_geom_field | simple_chain | No | No | No |  | NA | No | 10
Equipment | eo_isolating_eqpt_inst | Isolating Equipment Installation | schematic_nodes | Schematic Nodes | dd_join_field | No | Schematic Node | M:N | No |  | NA | No | 20
Equipment | eo_isolating_eqpt_inst | Isolating Equipment Installation | feeding_section | Feeding Section | dd_join_field | No | Circuit Section | M:N | No |  | NA | No | 20
Equipment | eo_isolating_eqpt_inst | Isolating Equipment Installation | tp_sub_division_code | Sub Division Code | dd_phys_field | No | No | No | Yes | 0 1 2 3 4 5 6 Unknown | NA | No | 10
Equipment | eo_isolating_eqpt_inst | Isolating Equipment Installation | tp_ward_code | Ward Code | dd_phys_field | No | No | No | Yes | 0 1 2 3 4 5 6 Unknown | NA | No | 10
Equipment | eo_isolating_eqpt_inst | Isolating Equipment Installation | tp_locality | Locality | dd_phys_field | No | No | No | No |  | ds_char16_vector | No | 32
Equipment | eo_isolating_eqpt_inst | Isolating Equipment Installation | tp_address | Address | dd_phys_field | No | No | No | No |  | ds_char16_vector | No | 32
Equipment | eo_isolating_eqpt_inst | Isolating Equipment Installation | markers | Markers | dd_join_field | No | Marker | M:N | No |  | NA | No | 20
Equipment | eo_isolating_eqpt_inst | Isolating Equipment Installation | device_type | Device Type | dd_derived_field | No | No | No | Yes | Circuit Breaker Cutpoint Elbow Fuse Link Load Break Switch Network Protector Open Point Others Recloser Sectionalizer Side Break Switch Switch Unknown | NA | No | 10
Equipment | eo_isolating_eqpt_inst | Isolating Equipment Installation | tp_built_in_ct? | Built in CT? | dd_phys_field | No | No | No | Yes | NA No Unknown Yes | NA | No | 10
Equipment | eo_isolating_eqpt_inst | Isolating Equipment Installation | tp_communication_port? | Communication Port? | dd_phys_field | No | No | No | Yes | NA No Unknown Yes | NA | No | 10
Equipment | eo_isolating_eqpt_inst | Isolating Equipment Installation | id | Id | dd_phys_field | No | No | No | No |  | integer | Yes | 10
Equipment | eo_isolating_eqpt_inst | Isolating Equipment Installation | connector_sub | Sub Connector | dd_geom_field | chain | No | No | No |  | NA | No | 10
Equipment | eo_isolating_eqpt_inst | Isolating Equipment Installation | nominal_voltage_pp | Nominal Voltage (P-P) | dd_phys_field | No | No | No | Yes | 0.000 V 110.000 V 120.000 V 208.000 V 220.000 V 230.000 V 240.000 V 415.000 V 2.400 kV 4.160 kV 6.600 kV 8.000 kV 11.000 kV 12.470 kV 23.900 kV 33.000 kV 66.000 kV 115.000 kV 132.000 kV 220.000 kV 433.000 kV | NA | No | 10
Equipment | eo_isolating_eqpt_inst | Isolating Equipment Installation | name | Name | dd_phys_field | No | No | No | No |  | ds_char16_vector | No | 64
Equipment | eo_isolating_eqpt_inst | Isolating Equipment Installation | tp_bypass? | Bypass? | dd_phys_field | No | No | No | Yes | NA No Unknown Yes | NA | No | 10
Equipment | eo_isolating_eqpt_inst | Isolating Equipment Installation | tp_time_of_data_collection | Time of data collection | dd_phys_field | No | No | No | No |  | ds_char16_vector | No | 32
Equipment | eo_isolating_eqpt_inst | Isolating Equipment Installation | pin1 | Pin1 | dd_geom_field | simple_point | No | No | No |  | NA | No | 10
Equipment | eo_isolating_eqpt_inst | Isolating Equipment Installation | tp_date_of_data_collection | Date of Data collection | dd_phys_field | No | No | No | No |  | ds_date | No | 10
Equipment | eo_isolating_eqpt_inst | Isolating Equipment Installation | phase_context | Phase Context | dd_phys_field | No | No | No | Yes | Unknown | NA | Yes | 10
Equipment | eo_isolating_eqpt_inst | Isolating Equipment Installation | tp_road_name | Road Name | dd_phys_field | No | No | No | No |  | ds_char16_vector | No | 32
Equipment | eo_isolating_eqpt_inst | Isolating Equipment Installation | remarks_annotation | Remarks Annotation | dd_geom_field | text | No | No | No |  | NA | No | 10
Equipment | eo_isolating_eqpt_inst | Isolating Equipment Installation | tp_allignment | Allignment | dd_phys_field | No | No | No | Yes | Unknown | NA | No | 10
Equipment | eo_isolating_eqpt_inst | Isolating Equipment Installation | tp_usage | Usage | dd_phys_field | No | No | No | Yes | Bus Coupler Capacitor Incomer Feeder Mid Line Others Outgoing Feeder Reactors Service Line Synchronous Condenser Transformer Unknown | NA | No | 10
Equipment | eo_isolating_eqpt_inst | Isolating Equipment Installation | annotation_hv | HV Annotation | dd_geom_field | text | No | No | No |  | NA | No | 10
Equipment | eo_isolating_eqpt_inst | Isolating Equipment Installation | network_type | Network Type | dd_phys_field | No | No | No | Yes | EHV HV LV MV Substation | NA | Yes | 10
Equipment | eo_isolating_eqpt_inst | Isolating Equipment Installation | mirrored_ind | Mirrored | dd_phys_field | No | No | No | Yes | No Unknown Yes | NA | No | 9
Equipment | eo_isolating_eqpt_inst | Isolating Equipment Installation | tp_pin_code | Pin Code | dd_phys_field | No | No | No | No |  | integer | No | 10
Equipment | eo_isolating_eqpt_inst | Isolating Equipment Installation | pin1_lv | LV Pin1 | dd_geom_field | simple_point | No | No | No |  | NA | No | 10
Equipment | eo_isolating_eqpt_inst | Isolating Equipment Installation | tp_sub_division_name | Sub Division Name | dd_phys_field | No | No | No | Yes | Aska Balimela Balliguda Belaguntha Bhanjanagar-i Bhanjanagar-ii Bijipur Bijipur-Industrial Bissam Cuttack Boriguma Boudh Buguda Chatrapur Chikiti Digapahandi G Udayagiri Gopalpur Gumuda Gunupur Hinjilicut JESD-1 JESD-2 Kabisuryanagar Kanisi Kasinagar Khallikote Kodala Koraput Laxmipur Malkangiri Manmunda Mohana Nawarangpur Nuagam Papadahandi Paralakhemundi Phulbani Polasara Purushottampur R Udaygiri Rambha Raygada SDO-1 SDO-2 SDO-3 SDO-4 Sheragada Sorada Sunabeda Therubali Umarkote Unknown Uppalada | NA | No | 10
Equipment | eo_isolating_eqpt_inst | Isolating Equipment Installation | tp_rated_current_duration | Rated Current Duration | dd_phys_field | No | No | No | No |  | float | No | 10
Equipment | eo_isolating_eqpt_inst | Isolating Equipment Installation | scada_monitor_id | SCADA Monitor ID | dd_phys_field | No | No | No | No |  | ds_char16_vector | No | 12
Equipment | eo_isolating_eqpt_inst | Isolating Equipment Installation | pin1_other | Other Pin1 | dd_geom_field | simple_point | No | No | No |  | NA | No | 10
Equipment | eo_isolating_eqpt_inst | Isolating Equipment Installation | future_assets | Future Assets | dd_join_field | No | Isolating Equipment | join_via | No |  | NA | No | 20
Equipment | eo_isolating_eqpt_inst | Isolating Equipment Installation | location_description_id | location_description_id | dd_phys_field | No | No | No | No |  | integer | Yes | 10
Equipment | eo_isolating_eqpt_inst | Isolating Equipment Installation | tp_cyme_id | CYME Id | dd_phys_field | No | No | No | No |  | ds_char16_vector | No | 32
Equipment | eo_isolating_eqpt_inst | Isolating Equipment Installation | tp_date_of_last_updation_in_gis | Date Last Updated in GIS | dd_phys_field | No | No | No | No |  | ds_date | No | 10
Equipment | eo_isolating_eqpt_inst | Isolating Equipment Installation | scada_control_id | SCADA Control ID | dd_phys_field | No | No | No | No |  | ds_char16_vector | No | 12
Equipment | eo_isolating_eqpt_inst | Isolating Equipment Installation | tp_feeder_name | Feeder Name | dd_phys_field | No | No | No | No |  | ds_char16_vector | No | 64
Equipment | eo_isolating_eqpt_inst | Isolating Equipment Installation | circuit_and_section | Circuit/Section | dd_join_field | No | Circuit | M:N | No |  | NA | No | 20
Equipment | eo_isolating_eqpt_inst | Isolating Equipment Installation | annotation_lv | LV Annotation | dd_geom_field | text | No | No | No |  | NA | No | 10
Equipment | eo_isolating_eqpt_inst | Isolating Equipment Installation | installation_group | Installation Group | dd_join_field | No | Installation Group | 0:N | No |  | NA | No | 20
Equipment | eo_isolating_eqpt_inst | Isolating Equipment Installation | owner_type | Owner Type | dd_phys_field | No | No | No | Yes | Company Owned Customer Customer Owned Electric Utility-TPSODL Foreign Owned Other Utility Owned Unknown | NA | Yes | 16
Equipment | eo_isolating_eqpt_inst | Isolating Equipment Installation | status | Lifecycle Status | dd_phys_field | No | No | No | Yes | Abandoned Existing Inactive Proposed Abandon Proposed Install Proposed Relocate Proposed Remove Proposed Replace Removed Temporary | NA | Yes | 10
Equipment | eo_isolating_eqpt_inst | Isolating Equipment Installation | remarks_id | remarks_id | dd_phys_field | No | No | No | No |  | integer | Yes | 10
Equipment | eo_isolating_eqpt_inst | Isolating Equipment Installation | past_assets | Past Assets | dd_join_field | No | Isolating Equipment | join_via | No |  | NA | No | 20
Equipment | eo_isolating_eqpt_inst | Isolating Equipment Installation | tp_sub_mounting | Sub Mounting | dd_phys_field | No | No | No | Yes | Basement Elevated Joist Kiosk Lattice Welded Others PCC Pole Panel Mounted Platform Mounted Plinth Pole Rail Steel Tubular Pole Stilt Mounted Tower Unknown | NA | No | 10
Equipment | eo_isolating_eqpt_inst | Isolating Equipment Installation | annotation_other | Other Annotation | dd_geom_field | text | No | No | No |  | NA | No | 10
Equipment | eo_isolating_eqpt_inst | Isolating Equipment Installation | tp_migration_unique_id | Migration Unique Id | dd_phys_field | No | No | No | No |  | ds_char16_vector | No | 250
Equipment | eo_isolating_eqpt_inst | Isolating Equipment Installation | source_id | Source ID | dd_phys_field | No | No | No | No |  | integer | No | 10
Equipment | eo_isolating_eqpt_inst | Isolating Equipment Installation | scada_type | SCADA Type | dd_phys_field | No | No | No | Yes | Control Monitored None Unknown | NA | No | 11
Equipment | eo_isolating_eqpt_inst | Isolating Equipment Installation | circuit_id | Circuit ID | dd_derived_field | No | No | No | No |  | ds_char16_vector | No | 12
Equipment | eo_isolating_eqpt_inst | Isolating Equipment Installation | future_phases | Future Phases | dd_join_field | No | Isolating Equipment Future Phase | 1:n | No |  | NA | No | 20
Equipment | eo_isolating_eqpt_inst | Isolating Equipment Installation | tp_division_name | Division Name | dd_phys_field | No | No | No | Yes | Aska-1 Aska-2 Berhampur Division-1 Berhampur Division-2 Berhampur Division-3 Bhanjanagar Boudh Ganjam North Ganjam South Gunupur Hinjilicut Jeypore Koraput Malkangiri Nawarangpur Paralakhemundi Phulbani Purushottampur Raygada Unknown | NA | No | 10
Equipment | eo_isolating_eqpt_inst | Isolating Equipment Installation | connector_other | Other Connector | dd_geom_field | chain | No | No | No |  | NA | No | 10
Equipment | eo_isolating_eqpt_inst | Isolating Equipment Installation | tp_circle_name | Circle Name | dd_phys_field | No | No | No | Yes | Aska Berhampur Bhanjanagar City City Circle Jeypore Rayagada Raygada Unknown | NA | No | 10
Equipment | eo_isolating_eqpt_inst | Isolating Equipment Installation | annotation_mv | MV Annotation | dd_geom_field | text | No | No | No |  | NA | No | 10
Equipment | eo_isolating_eqpt_inst | Isolating Equipment Installation | connector | Connector | dd_geom_field | chain | No | No | No |  | NA | No | 10
Equipment | eo_isolating_eqpt_inst | Isolating Equipment Installation | annotation | Annotation | dd_geom_field | text | No | No | No |  | NA | No | 10
Equipment | eo_isolating_eqpt_inst | Isolating Equipment Installation | circuit_and_section_boundary | Circuit/Section Boundary | dd_join_field | No | Circuit | M:N | No |  | NA | No | 20
Equipment | eo_isolating_eqpt_inst | Isolating Equipment Installation | connector_mv | MV Connector | dd_geom_field | chain | No | No | No |  | NA | No | 10
Equipment | eo_isolating_eqpt_inst | Isolating Equipment Installation | tp_date_of_creation_in_gis | Date of Creation in GIS | dd_phys_field | No | No | No | No |  | ds_char16_vector | No | 32
Equipment | eo_isolating_eqpt_inst | Isolating Equipment Installation | pin1_mv | MV Pin1 | dd_geom_field | simple_point | No | No | No |  | NA | No | 10
Equipment | eo_isolating_eqpt_inst | Isolating Equipment Installation | tp_tie? | Tie? | dd_phys_field | No | No | No | Yes | NA No Unknown Yes | NA | No | 10
Equipment | eo_isolating_eqpt_inst | Isolating Equipment Installation | tp_auto_reclose | Auto Reclose? | dd_phys_field | No | No | No | Yes | NA No Unknown Yes | NA | No | 10
Equipment | eo_isolating_eqpt_inst | Isolating Equipment Installation | owner_name | Owner Name | dd_phys_field | No | No | No | Yes | Cable Company Customer Electric Utility Telephone Company Unknown | NA | No | 10
Equipment | eo_isolating_eqpt_inst | Isolating Equipment Installation | connector_hv | HV Connector | dd_geom_field | chain | No | No | No |  | NA | No | 10
Equipment | eo_isolating_eqpt_inst | Isolating Equipment Installation | tp_sap_functional_location | SAP Functional Location | dd_phys_field | No | No | No | No |  | ds_char16_vector | No | 32
Equipment | eo_isolating_eqpt_inst | Isolating Equipment Installation | tp_division_code | Division Code | dd_phys_field | No | No | No | Yes | 0 1 2 3 4 5 6 Unknown | NA | No | 10
Equipment | eo_isolating_eqpt_inst | Isolating Equipment Installation | tp_city | City | dd_phys_field | No | No | No | Yes | Others Unknown | NA | No | 10
Equipment | eo_isolating_eqpt_inst | Isolating Equipment Installation | tp_number_of_poles | Number of Poles | dd_phys_field | No | No | No | Yes | 0 1 10 12 13 2 3 4 5 6 7 8 9 Unknown | NA | No | 10
Equipment | eo_isolating_eqpt | Isolating Equipment | controller | Controller | dd_join_field | No | Isolating Equipment Controller | 0:n | No |  | NA | No | 20
Equipment | eo_isolating_eqpt | Isolating Equipment | source_data | Source Data | dd_phys_field | No | No | No | No |  | ds_char16_vector | No | 6
Equipment | eo_isolating_eqpt | Isolating Equipment | future_phases | Future Phases | dd_join_field | No | Isolating Equipment Future Phase | 1:n | No |  | NA | No | 20
Equipment | eo_isolating_eqpt | Isolating Equipment | interrupt_capacity | Interrupt Capacity | dd_derived_field | No | No | No | No |  | float | No | 10
Equipment | eo_isolating_eqpt | Isolating Equipment | alias | Alias | dd_phys_field | No | No | No | No |  | ds_char16_vector | No | 64
Equipment | eo_isolating_eqpt | Isolating Equipment | remarks_id | Remarks Id | dd_phys_field | No | No | No | No |  | integer | Yes | 10
Equipment | eo_isolating_eqpt | Isolating Equipment | asset_id | Asset ID | dd_phys_field | No | No | No | No |  | ds_char16_vector | No | 36
Equipment | eo_isolating_eqpt | Isolating Equipment | date_manufactured | Date Manufactured | dd_phys_field | No | No | No | No |  | ds_date | No | 19
Equipment | eo_isolating_eqpt | Isolating Equipment | gang_operated_ind | Gang Operated | dd_derived_field | No | No | No | Yes | No Unknown Yes | NA | No | 9
Equipment | eo_isolating_eqpt | Isolating Equipment | manufacturer | Manufacturer | dd_phys_field | No | No | No | Yes | ABB Avon Bell Lumber Bentex Linger Switchgear Bharat Heavy Electricals Capital Meters ECE Elymer Electrics GEC Alsthom General Electric Genus Infrastructures Havells Himachal Energy Hpl Electric & Power Indotech Switchgear & Controls (Delhi) International Paper J.H. Baxter Jaipur Electronics Jnj Powercom Juvas Koppers L.D. McFarland Landis & Gyr Larsen & Toubro Montel Limited North Pacfic Lumber Oeser Other Palmohan Pole Star Powertech Secure Meter SquareD Stella-Jones Suzhou Power Meter Taylor Lumber Unknown Visiontek Westinghouse Weyerhaeuser ZEN | NA | No | 10
Equipment | eo_isolating_eqpt | Isolating Equipment | remarks_annotation | Remarks Annotation | dd_geom_field | text | No | No | No |  | NA | No | 10
Equipment | eo_isolating_eqpt | Isolating Equipment | specification_description | Specification Description | dd_derived_field | No | No | No | No |  | ds_char16_vector | No | 10
Equipment | eo_isolating_eqpt | Isolating Equipment | tp_mechanism | Mechanism | dd_phys_field | No | No | No | Yes | Compressor Contactor Hydraulic Manual Motarised Motorised Spring Others Unknown | NA | No | 10
Equipment | eo_isolating_eqpt | Isolating Equipment | source_id | Source ID | dd_phys_field | No | No | No | No |  | integer | No | 10
Equipment | eo_isolating_eqpt | Isolating Equipment | tp_migration_unique_id | Migration Unique Id | dd_phys_field | No | No | No | No |  | ds_char16_vector | No | 32
Equipment | eo_isolating_eqpt | Isolating Equipment | specification | Specification | dd_join_field | No | Isolating Equipment Spec | 0:N | No |  | NA | No | 20
Equipment | eo_isolating_eqpt | Isolating Equipment | past_phases | Past Phases | dd_join_field | No | Isolating Equipment Past Phase | 1:n | No |  | NA | No | 20
Equipment | eo_isolating_eqpt | Isolating Equipment | serial_number | Serial Number | dd_phys_field | No | No | No | No |  | ds_char16_vector | No | 20
Equipment | eo_isolating_eqpt | Isolating Equipment | tp_ea_equipment_id | EA Equipment ID | dd_phys_field | No | No | No | No |  | ds_char16_vector | No | 32
Equipment | eo_isolating_eqpt | Isolating Equipment | number_of_phases | Number of Phases | dd_derived_field | No | No | No | No |  | integer | No | 10
Equipment | eo_isolating_eqpt | Isolating Equipment | existing_phases | Existing Phases | dd_join_field | No | Isolating Equipment Existing Phase | 1:n | No |  | NA | No | 20
Equipment | eo_isolating_eqpt | Isolating Equipment | rated_continuous_current | Rated Continuous Current | dd_derived_field | No | No | No | No |  | float | No | 10
Equipment | eo_isolating_eqpt | Isolating Equipment | device_type | Device Type | dd_phys_field | No | No | No | Yes | Circuit Breaker Cutpoint Elbow Fuse Link Load Break Switch Network Protector Open Point Others Recloser Sectionalizer Side Break Switch Switch Unknown | NA | Yes | 10
Equipment | eo_isolating_eqpt | Isolating Equipment | existing_installation | Existing Installation | dd_join_field | No | Isolating Equipment Installation | join_via | No |  | NA | No | 20
Equipment | eo_isolating_eqpt | Isolating Equipment | past_installation | Past Installation | dd_join_field | No | Isolating Equipment Installation | join_via | No |  | NA | No | 20
Equipment | eo_isolating_eqpt | Isolating Equipment | id | Id | dd_phys_field | No | No | No | No |  | integer | Yes | 10
Equipment | eo_isolating_eqpt | Isolating Equipment | load_break_ind | Load Break Indicator | dd_derived_field | No | No | No | Yes | No Unknown Yes | NA | No | 9
Equipment | eo_isolating_eqpt | Isolating Equipment | date_acquired | Date Acquired | dd_phys_field | No | No | No | No |  | ds_date | No | 19
Equipment | eo_isolating_eqpt | Isolating Equipment | max_interrupting_current | Max Interrupting Current | dd_derived_field | No | No | No | No |  | float | No | 10
Equipment | eo_isolating_eqpt | Isolating Equipment | alias_description | Alias Description | dd_derived_field | No | No | No | No |  | ds_char16_vector | No | 255
Equipment | eo_isolating_eqpt | Isolating Equipment | tp_date_of_last_maintenance | Date of Last Maintenance | dd_phys_field | No | No | No | No |  | ds_date | No | 10
Equipment | eo_isolating_eqpt | Isolating Equipment | future_installation | Future Installation | dd_join_field | No | Isolating Equipment Installation | join_via | No |  | NA | No | 20
Equipment | eo_isolating_eqpt | Isolating Equipment | tp_rated_breaking_current | Rated Breaking Current | dd_phys_field | No | No | No | No |  | float | No | 10
Equipment | eo_isolating_eqpt | Isolating Equipment | insulation_type | Insulation Type | dd_derived_field | No | No | No | No |  | ds_char16_vector | No | 20
Equipment | eo_composite_switch | Composite Switch | network_type | Network Type | dd_phys_field | No | No | No | Yes | EHV HV LV MV Substation | NA | Yes | 10
Equipment | eo_composite_switch | Composite Switch | tp_ct_secondary | CT Secondary | dd_phys_field | No | No | No | No |  | float | No | 10
Equipment | eo_composite_switch | Composite Switch | tp_sub_division_name | Sub Division Name | dd_phys_field | No | No | No | Yes | Aska Balimela Balliguda Belaguntha Bhanjanagar-i Bhanjanagar-ii Bijipur Bijipur-Industrial Bissam Cuttack Boriguma Boudh Buguda Chatrapur Chikiti Digapahandi G Udayagiri Gopalpur Gumuda Gunupur Hinjilicut JESD-1 JESD-2 Kabisuryanagar Kanisi Kasinagar Khallikote Kodala Koraput Laxmipur Malkangiri Manmunda Mohana Nawarangpur Nuagam Papadahandi Paralakhemundi Phulbani Polasara Purushottampur R Udaygiri Rambha Raygada SDO-1 SDO-2 SDO-3 SDO-4 Sheragada Sorada Sunabeda Therubali Umarkote Unknown Uppalada | NA | No | 10
Equipment | eo_composite_switch | Composite Switch | tp_data_updated_by_in_gis | Data Updated By in GIS | dd_phys_field | No | No | No | No |  | ds_char16_vector | No | 32
Equipment | eo_composite_switch | Composite Switch | tp_name | Name | dd_phys_field | No | No | No | No |  | ds_char16_vector | No | 250
Equipment | eo_composite_switch | Composite Switch | mounting | Mounting | dd_phys_field | No | No | No | Yes | Overhead Underground Unknown | NA | Yes | 12
Equipment | eo_composite_switch | Composite Switch | tp_ancillary_role? | Ancillary Role? | dd_phys_field | No | No | No | Yes | NA No Unknown Yes | NA | No | 10
Equipment | eo_composite_switch | Composite Switch | circuit_and_section_boundary | Circuit/Section Boundary | dd_join_field | No | Circuit | M:N | No |  | NA | No | 20
Equipment | eo_composite_switch | Composite Switch | tp_ct_primary | CT Primary | dd_phys_field | No | No | No | No |  | float | No | 10
Equipment | eo_composite_switch | Composite Switch | tp_ct_make | CT Make | dd_phys_field | No | No | No | No |  | ds_char16_vector | No | 64
Equipment | eo_composite_switch | Composite Switch | tp_feeder_name | Feeder Name | dd_phys_field | No | No | No | No |  | ds_char16_vector | No | 32
Equipment | eo_composite_switch | Composite Switch | tp_date_of_de_commissioning | Date of De-Commissioning | dd_phys_field | No | No | No | No |  | ds_date | No | 10
Equipment | eo_composite_switch | Composite Switch | tp_nominal_voltage | Nominal Voltage | dd_phys_field | No | No | No | Yes | 0.000 V 110.000 V 120.000 V 208.000 V 220.000 V 230.000 V 240.000 V 415.000 V 2.400 kV 4.160 kV 6.600 kV 8.000 kV 11.000 kV 12.470 kV 23.900 kV 33.000 kV 66.000 kV 115.000 kV 132.000 kV 220.000 kV 433.000 kV | NA | Yes | 10
Equipment | eo_composite_switch | Composite Switch | tp_date_of_last_updation_in_gis | Date Last Updated in GIS | dd_phys_field | No | No | No | No |  | ds_date | No | 10
Equipment | eo_composite_switch | Composite Switch | remarks_annotation | Remarks Annotation | dd_geom_field | text | No | No | No |  | NA | No | 10
Equipment | eo_composite_switch | Composite Switch | tp_serial_number | Serial Number | dd_phys_field | No | No | No | No |  | ds_char16_vector | No | 32
Equipment | eo_composite_switch | Composite Switch | tp_city | City | dd_phys_field | No | No | No | Yes | Others Unknown | NA | No | 10
Equipment | eo_composite_switch | Composite Switch | asset_id | Asset ID | dd_phys_field | No | No | No | No |  | ds_char16_vector | No | 36
Equipment | eo_composite_switch | Composite Switch | tp_cyme_id | CYME Id | dd_phys_field | No | No | No | No |  | ds_char16_vector | No | 32
Equipment | eo_composite_switch | Composite Switch | extent | Extent | dd_geom_field | simple_area | No | No | No |  | NA | No | 10
Equipment | eo_composite_switch | Composite Switch | tp_time_of_data_collection | Time of data collection | dd_phys_field | No | No | No | No |  | ds_char16_vector | No | 32
Equipment | eo_composite_switch | Composite Switch | tp_warranty_end_date | Warranty End Date | dd_phys_field | No | No | No | No |  | ds_date | No | 10
Equipment | eo_composite_switch | Composite Switch | tp_auxiliary_supply | Auxiliary Supply | dd_phys_field | No | No | No | No |  | ds_char16_vector | No | 32
Equipment | eo_composite_switch | Composite Switch | tp_installation_type | Installation Type | dd_phys_field | No | No | No | Yes | Combination In Door Out Door Unknown | NA | No | 10
Equipment | eo_composite_switch | Composite Switch | tp_sap_id | SAP ID | dd_phys_field | No | No | No | No |  | ds_char16_vector | No | 32
Equipment | eo_composite_switch | Composite Switch | tp_company_id | Company ID | dd_phys_field | No | No | No | No |  | ds_char16_vector | No | 32
Equipment | eo_composite_switch | Composite Switch | nominal_voltage_pp | Nominal Voltage (P-P) | dd_phys_field | No | No | No | Yes | 0.000 V 110.000 V 120.000 V 208.000 V 220.000 V 230.000 V 240.000 V 415.000 V 2.400 kV 4.160 kV 6.600 kV 8.000 kV 11.000 kV 12.470 kV 23.900 kV 33.000 kV 66.000 kV 115.000 kV 132.000 kV 220.000 kV 433.000 kV | NA | No | 10
Equipment | eo_composite_switch | Composite Switch | tp_date_manufactured | Date Manufactured | dd_phys_field | No | No | No | No |  | ds_date | No | 10
Equipment | eo_composite_switch | Composite Switch | owner_type | Owner Type | dd_phys_field | No | No | No | Yes | Company Owned Customer Customer Owned Electric Utility-TPSODL Foreign Owned Other Utility Owned Unknown | NA | Yes | 16
Equipment | eo_composite_switch | Composite Switch | tp_ctpt_combined? | CTPT Combined? | dd_phys_field | No | No | No | Yes | NA No Unknown Yes | NA | No | 10
Equipment | eo_composite_switch | Composite Switch | location_description_id | location_description_id | dd_phys_field | No | No | No | No |  | integer | Yes | 10
Equipment | eo_composite_switch | Composite Switch | tp_pin_code | Pin Code | dd_phys_field | No | No | No | No |  | integer | No | 10
Equipment | eo_composite_switch | Composite Switch | phasing | Phasing | dd_phys_field | No | No | No | Yes | A AB ABC ABCN ABCNE ABN ABNE AC ACB ACBN ACN ACNE AN ANE B BA BAC BACN BAN BC BCA BCAN BCN BCNE BN BNE BR C CA CAB CABN CAN CB CBA CBAN CBN CN CNE Earth Neutral Neutral-Earth Not Applicable R RB RY RYB RYBN Static Unknown Y YB | NA | Yes | 9
Equipment | eo_composite_switch | Composite Switch | circuit_source_stopper | Circuit Source/Stopper | dd_join_field | No | Circuit Source | 0:00 | No |  | NA | No | 20
Equipment | eo_composite_switch | Composite Switch | tp_making_capacity | Making Capacity | dd_phys_field | No | No | No | No |  | integer | No | 10
Equipment | eo_composite_switch | Composite Switch | tp_operating_sequence | Operating Sequence | dd_phys_field | No | No | No | No |  | float | No | 10
Equipment | eo_composite_switch | Composite Switch | remarks_id | remarks_id | dd_phys_field | No | No | No | No |  | integer | Yes | 10
Equipment | eo_composite_switch | Composite Switch | number | Number | dd_phys_field | No | No | No | No |  | ds_char16_vector | No | 40
Equipment | eo_composite_switch | Composite Switch | tp_motorized? | Motorized? | dd_phys_field | No | No | No | Yes | NA No Unknown Yes | NA | No | 10
Equipment | eo_composite_switch | Composite Switch | alias_description | Alias Description | dd_derived_field | No | No | No | No |  | ds_char16_vector | No | 255
Equipment | eo_composite_switch | Composite Switch | annotation | Annotation | dd_geom_field | text | No | No | No |  | NA | No | 10
Equipment | eo_composite_switch | Composite Switch | tp_sub_division_code | Sub Division Code | dd_phys_field | No | No | No | Yes | 0 1 2 3 4 5 6 Unknown | NA | No | 10
Equipment | eo_composite_switch | Composite Switch | circuit_and_section | Circuit/Section | dd_join_field | No | Circuit | M:N | No |  | NA | No | 20
Equipment | eo_composite_switch | Composite Switch | tp_division_code | Division Code | dd_phys_field | No | No | No | Yes | 0 1 2 3 4 5 6 Unknown | NA | No | 10
Equipment | eo_composite_switch | Composite Switch | tp_scada_monitor_id | SCADA Monitor ID | dd_phys_field | No | No | No | No |  | ds_char16_vector | No | 12
Equipment | eo_composite_switch | Composite Switch | tp_ea_equipment_id | EA Equipment ID | dd_phys_field | No | No | No | No |  | ds_char16_vector | No | 32
Equipment | eo_composite_switch | Composite Switch | date_installed | Date Installed | dd_phys_field | No | No | No | No |  | ds_date | No | 19
Equipment | eo_composite_switch | Composite Switch | location | Location | dd_geom_field | simple_point | No | No | No |  | NA | No | 10
Equipment | eo_composite_switch | Composite Switch | tp_sub_locality | Sub Locality | dd_phys_field | No | No | No | No |  | ds_char16_vector | No | 32
Equipment | eo_composite_switch | Composite Switch | tp_road_name | Road Name | dd_phys_field | No | No | No | No |  | ds_char16_vector | No | 32
Equipment | eo_composite_switch | Composite Switch | phase_context | Phase Context | dd_phys_field | No | No | No | Yes | Unknown | NA | Yes | 10
Equipment | eo_composite_switch | Composite Switch | tp_date_of_last_maintenance | Date of Last Maintenance | dd_phys_field | No | No | No | No |  | ds_date | No | 10
Equipment | eo_composite_switch | Composite Switch | tp_work_order_id | Work Order ID | dd_phys_field | No | No | No | No |  | ds_char16_vector | No | 64
Equipment | eo_composite_switch | Composite Switch | source_id | Source ID | dd_phys_field | No | No | No | No |  | integer | No | 10
Equipment | eo_composite_switch | Composite Switch | tp_address | Address | dd_phys_field | No | No | No | No |  | ds_char16_vector | No | 32
Equipment | eo_composite_switch | Composite Switch | tp_date_of_commissioning | Date of Commissioning | dd_phys_field | No | No | No | No |  | ds_date | No | 10
Equipment | eo_composite_switch | Composite Switch | tp_ct_serial_number | CT Serial Number | dd_phys_field | No | No | No | No |  | ds_char16_vector | No | 32
Equipment | eo_composite_switch | Composite Switch | tp_date_of_data_collection | Date of Data collection | dd_phys_field | No | No | No | No |  | ds_char16_vector | No | 32
Equipment | eo_composite_switch | Composite Switch | tp_ward_code | Ward Code | dd_phys_field | No | No | No | Yes | 0 1 2 3 4 5 6 Unknown | NA | No | 10
Equipment | eo_composite_switch | Composite Switch | tp_date_of_creation_in_gis | Date of Creation in GIS | dd_phys_field | No | No | No | No |  | ds_date | No | 10
Equipment | eo_composite_switch | Composite Switch | tp_migration_unique_id | Migration Unique Id | dd_phys_field | No | No | No | No |  | ds_char16_vector | No | 32
Equipment | eo_composite_switch | Composite Switch | tp_circle_name | Circle Name | dd_phys_field | No | No | No | Yes | Aska Berhampur Bhanjanagar City City Circle Jeypore Rayagada Raygada Unknown | NA | No | 10
Equipment | eo_composite_switch | Composite Switch | tp_section_name | Section Name | dd_phys_field | No | No | No | Yes | Eso Adava Eso Ambapua Eso Aska-1 Eso B Singipur Eso Badagada Eso Baipariguda Eso Balimela Eso Balipadar Eso Balisira Eso Balliguda Eso Bandhugaon Eso Baunsuni Eso Beguniapada Eso Belaguntha Eso Bhejiput Eso Bissam Ctc Eso Bomakei Eso Boriguma Eso Boudh Eso Budhamba Eso Buguda Eso Chandahandi Eso Chandragiri Eso Chatrapur-i Eso Chatrapur-ii Eso Chikiti Eso Chirikipada Eso Dabugam Eso Daringibadi Eso Dharakote Eso Digapahandi Eso E S O-i Eso E S O-ii Eso E.s.o.no.1 Eso E.s.o.no.2 Eso E.s.o.no.3 Eso G.nuagam-2 Eso G.udayagiri Eso Gandhinagar Eso Ganjam Eso Garabandha Eso Golanthara Eso Gopalpur Eso Gudari Eso Gumma Eso Gumuda Eso Gunupur Eso Gunupur Rural Eso Head Quarter Eso Hinjilicut Eso J N Prasad Eso J.k.pur Eso Jagapur Eso Jharigam Eso Jyp No.1 Eso Jyp No.2 Eso Jyp No.3 Eso K B Pur Eso K S Nagar Eso Kakiriguma Eso Kalimela Eso Kanchuru Eso Kanisi Eso Kanteipally Eso Kasinagar Eso Kasipur Eso Keshpur Eso Khajuripada Eso Khajuripada-i Eso Khallikote Eso Kodala Eso Konkarada Eso Koraput Sec-i Eso Koraput Sec-ii Eso Kosagumuda Eso Kotpad Eso Kukudakhandi Eso Kundra Eso Lanjipally Eso Lathi Eso Laxmipur Eso Luchapada Eso Malkangiri Eso Malud Eso Manamunda Eso Mathili Eso Medical Eso Mohana Eso Muniguda Eso Nabarangpur Eso Nabarangpur Rural Eso Nandapur Eso Nuagam-1 Eso Nuagam-2 Eso Nuapada Eso P S Pur Eso Padmapur Eso Papadahandi Eso Paralakhemundi Eso Parlakhemundi Rural Eso Patrapur Eso Pattangi Eso Pattapur Eso Phiringia Eso Phulbani Eso Pitala Eso Polosara Eso Pudamari Eso Purunakatak Eso R.Udaygiri Eso Raigada Eso Raighar Eso Raikia Eso Rambha Eso Ramnaguda Eso Randhapalli Eso Rayagada Rural Eso Rayagada-1 Eso Rayagada-2 Eso Sheragada Eso Sikarpai Eso Similiguda Eso Soroda Eso Sunabeda Eso Surangi Eso T Khunti Eso Taratarini Eso Therubali Eso Tikabali Eso Tilisingi Eso Tumudibandha Eso Umerkote Eso University Eso Upalada Unknown | NA | No | 10
Equipment | eo_composite_switch | Composite Switch | id | Id | dd_phys_field | No | No | No | No |  | integer | Yes | 10
Equipment | eo_composite_switch | Composite Switch | tp_scada_control_id | SCADA Control ID | dd_phys_field | No | No | No | No |  | ds_char16_vector | No | 12
Equipment | eo_composite_switch | Composite Switch | bay | Bay | dd_join_field | No | Bay | 0:N | No |  | NA | No | 20
Equipment | eo_composite_switch | Composite Switch | source_data | Source Data | dd_phys_field | No | No | No | No |  | ds_char16_vector | No | 6
Equipment | eo_composite_switch | Composite Switch | tp_circle_code | Circle Code | dd_phys_field | No | No | No | Yes | 0 21 29 31 34 35 71 Unknown | NA | No | 10
Equipment | eo_composite_switch | Composite Switch | tp_previous_installed_location | Prev. Installed Location | dd_phys_field | No | No | No | No |  | ds_char16_vector | No | 32
Equipment | eo_composite_switch | Composite Switch | tp_division_name | Division Name | dd_phys_field | No | No | No | Yes | Aska-1 Aska-2 Berhampur Division-1 Berhampur Division-2 Berhampur Division-3 Bhanjanagar Boudh Ganjam North Ganjam South Gunupur Hinjilicut Jeypore Koraput Malkangiri Nawarangpur Paralakhemundi Phulbani Purushottampur Raygada Unknown | NA | No | 10
Equipment | eo_composite_switch | Composite Switch | tp_data_collected_by | Data Collected By | dd_phys_field | No | No | No | No |  | ds_char16_vector | No | 32
Equipment | eo_composite_switch | Composite Switch | installation_group | Installation Group | dd_join_field | No | Installation Group | 0:N | No |  | NA | No | 20
Equipment | eo_composite_switch | Composite Switch | owner_name | Owner Name | dd_phys_field | No | No | No | Yes | Cable Company Customer Electric Utility Telephone Company Unknown | NA | No | 10
Equipment | eo_composite_switch | Composite Switch | tp_sap_functional_location | SAP Functional Location | dd_phys_field | No | No | No | No |  | ds_char16_vector | No | 32
Equipment | eo_composite_switch | Composite Switch | tp_mechanism | Mechanism | dd_phys_field | No | No | No | Yes | Compressor Contactor Hydraulic Manual Motarised Motorised Spring Others Unknown | NA | Yes | 10
Equipment | eo_composite_switch | Composite Switch | tp_sub_mounting | Sub Mounting | dd_phys_field | No | No | No | Yes | Basement Elevated Joist Kiosk Lattice Welded Others PCC Pole Panel Mounted Platform Mounted Plinth Pole Rail Steel Tubular Pole Stilt Mounted Tower Unknown | NA | No | 10
Equipment | eo_composite_switch | Composite Switch | feeding_section | Feeding Section | dd_join_field | No | Circuit Section | M:N | No |  | NA | No | 20
Equipment | eo_composite_switch | Composite Switch | design | Design | dd_phys_field | No | No | No | No |  | ds_char16_vector | No | 40
Equipment | eo_composite_switch | Composite Switch | device_type | Device Type | dd_phys_field | No | No | No | Yes | Distribution Panel Link Box Ring Main Unit Unknown | NA | Yes | 10
Equipment | eo_composite_switch | Composite Switch | tp_section_code | Section Code | dd_phys_field | No | No | No | Yes | 0 1 2 3 4 5 6 Unknown | NA | No | 10
Equipment | eo_composite_switch | Composite Switch | style_subcode | Style Subcode | dd_phys_field | No | No | No | Yes | Distribution Panel Abandoned Distribution Panel Existing Distribution Panel Inactive Distribution Panel Proposed Abandon Distribution Panel Proposed Install Distribution Panel Proposed Relocate Distribution Panel Proposed Remove Distribution Panel Proposed Replace Distribution Panel Removed Distribution Panel Temporary Link Box Abandoned Link Box Existing Link Box Inactive Link Box Proposed Abandon Link Box Proposed Install Link Box Proposed Relocate Link Box Proposed Remove Link Box Proposed Replace Link Box Removed Link Box Temporary Ring Main Unit Abandoned Ring Main Unit Existing Ring Main Unit Inactive Ring Main Unit Proposed Abandon Ring Main Unit Proposed Install Ring Main Unit Proposed Relocate Ring Main Unit Proposed Remove Ring Main Unit Proposed Replace Ring Main Unit Removed Ring Main Unit Temporary Unknown Abandoned Unknown Existing Unknown Inactive Unknown Proposed Abandon Unknown Proposed Install Unknown Proposed Relocate Unknown Proposed Remove Unknown Proposed Replace Unknown Removed Unknown Temporary | NA | No | 6
Equipment | eo_composite_switch | Composite Switch | components | Components | dd_join_field | No | Connector Segment Installation | 0:N | No |  | NA | No | 20
Equipment | eo_composite_switch | Composite Switch | tp_number_of_ways | Number of Ways | dd_phys_field | No | No | No | Yes | 0 1 10 12 13 2 3 4 5 6 7 8 9 Unknown | NA | No | 10
Equipment | eo_composite_switch | Composite Switch | specification | Specification | dd_join_field | No | Composite Switch Spec | 0:n | No |  | NA | No | 20
Equipment | eo_composite_switch | Composite Switch | tp_locality | Locality | dd_phys_field | No | No | No | No |  | ds_char16_vector | No | 32
Equipment | eo_composite_switch | Composite Switch | status | Lifecycle Status | dd_phys_field | No | No | No | Yes | Abandoned Existing Inactive Proposed Abandon Proposed Install Proposed Relocate Proposed Remove Proposed Replace Removed Temporary | NA | Yes | 10
Equipment | eo_3w_power_xfrmr_inst | 3-Winding Transformer Installation | location | Location | dd_geom_field | simple_point | No | No | No |  | NA | No | 10
Equipment | eo_3w_power_xfrmr_inst | 3-Winding Transformer Installation | source_location_other | Other Primary Location | dd_geom_field | point | No | No | No |  | NA | No | 10
Equipment | eo_3w_power_xfrmr_inst | 3-Winding Transformer Installation | service_points | Service Points | dd_join_field | No | Service Point | 0:N | No |  | NA | No | 20
Equipment | eo_3w_power_xfrmr_inst | 3-Winding Transformer Installation | kva_demand | Apparent Power Demand | dd_phys_field | No | No | No | No |  | float | No | 10
Equipment | eo_3w_power_xfrmr_inst | 3-Winding Transformer Installation | source_location | Primary Location | dd_geom_field | point | No | No | No |  | NA | No | 10
Equipment | eo_3w_power_xfrmr_inst | 3-Winding Transformer Installation | alias_description | Alias Description | dd_derived_field | No | No | No | No |  | ds_char16_vector | No | 255
Equipment | eo_3w_power_xfrmr_inst | 3-Winding Transformer Installation | parallel_ind | Parallel | dd_phys_field | No | No | No | Yes | No Unknown Yes | NA | No | 9
Equipment | eo_3w_power_xfrmr_inst | 3-Winding Transformer Installation | device_type | Device Type | dd_derived_field | No | No | No | Yes | Distribution Transformer Network Overhead Power Transformer Regulator SWER Isolation Station Auxilary Transformer Step Substation Underground Unknown | NA | No | 10
Equipment | eo_3w_power_xfrmr_inst | 3-Winding Transformer Installation | structure_mounting | Structure Mounting | dd_phys_field | No | No | No | Yes | Pad Pole Unknown Vault | NA | No | 11
Equipment | eo_3w_power_xfrmr_inst | 3-Winding Transformer Installation | past_phases | Past Phases | dd_join_field | No | 3-Winding Transformer Past Phase | 1:n | No |  | NA | No | 20
Equipment | eo_3w_power_xfrmr_inst | 3-Winding Transformer Installation | existing_phases | Existing Phases | dd_join_field | No | 3-Winding Transformer Existing Phase | 1:n | No |  | NA | No | 20
Equipment | eo_3w_power_xfrmr_inst | 3-Winding Transformer Installation | future_assets | Future Assets | dd_join_field | No | 3-Winding Transformer | join_via | No |  | NA | No | 20
Equipment | eo_3w_power_xfrmr_inst | 3-Winding Transformer Installation | load_location_sub | Sub Secondary Location | dd_geom_field | point | No | No | No |  | NA | No | 10
Equipment | eo_3w_power_xfrmr_inst | 3-Winding Transformer Installation | circuit_source_stopper | Circuit Source/Stopper | dd_join_field | No | Circuit Source | 0:00 | No |  | NA | No | 20
Equipment | eo_3w_power_xfrmr_inst | 3-Winding Transformer Installation | scada_type | SCADA Type | dd_phys_field | No | No | No | Yes | Control Monitored None Unknown | NA | No | 10
Equipment | eo_3w_power_xfrmr_inst | 3-Winding Transformer Installation | ltc2_tap_position | LTC2 Tap Position | dd_phys_field | No | No | No | No |  | integer | No | 2
Equipment | eo_3w_power_xfrmr_inst | 3-Winding Transformer Installation | existing_assets | Existing Assets | dd_join_field | No | 3-Winding Transformer | join_via | No |  | NA | No | 20
Equipment | eo_3w_power_xfrmr_inst | 3-Winding Transformer Installation | special_loading | Special Loading | dd_phys_field | No | No | No | Yes | Multiple Delivery No Special Loading Primary Meter Reserved for Future Use Seasonal Serves Only Company Equipment Serves Only Lighting Spare Transformer Unknown | NA | No | 25
Equipment | eo_3w_power_xfrmr_inst | 3-Winding Transformer Installation | location_sub | Sub Location | dd_geom_field | simple_point | No | No | No |  | NA | No | 10
Equipment | eo_3w_power_xfrmr_inst | 3-Winding Transformer Installation | source_data | Source Data | dd_phys_field | No | No | No | No |  | ds_char16_vector | No | 6
Equipment | eo_3w_power_xfrmr_inst | 3-Winding Transformer Installation | tertiary_nominal_voltage_pp | Tertiary Nominal Voltage | dd_phys_field | No | No | No | Yes | 0.000 V 110.000 V 120.000 V 208.000 V 220.000 V 230.000 V 240.000 V 415.000 V 2.400 kV 4.160 kV 6.600 kV 8.000 kV 11.000 kV 12.470 kV 23.900 kV 33.000 kV 66.000 kV 115.000 kV 132.000 kV 220.000 kV 433.000 kV | NA | No | 10
Equipment | eo_3w_power_xfrmr_inst | 3-Winding Transformer Installation | tertiary_location_other | Other Tertiary Location | dd_geom_field | point | No | No | No |  | NA | No | 10
Equipment | eo_3w_power_xfrmr_inst | 3-Winding Transformer Installation | load_nominal_voltage_pp | Secondary Nominal Voltage | dd_phys_field | No | No | No | Yes | 0.000 V 110.000 V 120.000 V 208.000 V 220.000 V 230.000 V 240.000 V 415.000 V 2.400 kV 4.160 kV 6.600 kV 8.000 kV 11.000 kV 12.470 kV 23.900 kV 33.000 kV 66.000 kV 115.000 kV 132.000 kV 220.000 kV 433.000 kV | NA | No | 10
Equipment | eo_3w_power_xfrmr_inst | 3-Winding Transformer Installation | load_network_type | Secondary Network Type | dd_phys_field | No | No | No | Yes | EHV HV LV MV Substation | NA | Yes | 10
Equipment | eo_3w_power_xfrmr_inst | 3-Winding Transformer Installation | annotation_sub | Sub Annotation | dd_geom_field | text | No | No | No |  | NA | No | 10
Equipment | eo_3w_power_xfrmr_inst | 3-Winding Transformer Installation | owner_name | Owner Name | dd_phys_field | No | No | No | Yes | Cable Company Customer Electric Utility Telephone Company Unknown | NA | No | 10
Equipment | eo_3w_power_xfrmr_inst | 3-Winding Transformer Installation | operational_group | Operational Group | dd_join_field | No | Operational Group | 0:N | No |  | NA | No | 20
Equipment | eo_3w_power_xfrmr_inst | 3-Winding Transformer Installation | past_assets | Past Assets | dd_join_field | No | 3-Winding Transformer | join_via | No |  | NA | No | 20
Equipment | eo_3w_power_xfrmr_inst | 3-Winding Transformer Installation | source_id | Source ID | dd_phys_field | No | No | No | No |  | integer | No | 10
Equipment | eo_3w_power_xfrmr_inst | 3-Winding Transformer Installation | comms_devices | Comms Devices | dd_join_field | No | Comms Device | 0:N | No |  | NA | No | 20
Equipment | eo_3w_power_xfrmr_inst | 3-Winding Transformer Installation | location_lv | LV Location | dd_geom_field | simple_point | No | No | No |  | NA | No | 10
Equipment | eo_3w_power_xfrmr_inst | 3-Winding Transformer Installation | tertiary_network_type | Tertiary Network Type | dd_phys_field | No | No | No | Yes | EHV HV LV MV Substation | NA | Yes | 10
Equipment | eo_3w_power_xfrmr_inst | 3-Winding Transformer Installation | markers | Markers | dd_join_field | No | Marker | M:N | No |  | NA | No | 20
Equipment | eo_3w_power_xfrmr_inst | 3-Winding Transformer Installation | banked_ind | Banked | dd_phys_field | No | No | No | Yes | No Unknown Yes | NA | No | 9
Equipment | eo_3w_power_xfrmr_inst | 3-Winding Transformer Installation | id | Id | dd_phys_field | No | No | No | No |  | integer | Yes | 10
Equipment | eo_3w_power_xfrmr_inst | 3-Winding Transformer Installation | circuit_id | Circuit ID | dd_derived_field | No | No | No | No |  | ds_char16_vector | No | 12
Equipment | eo_3w_power_xfrmr_inst | 3-Winding Transformer Installation | location_description_id | Location Description Id | dd_phys_field | No | No | No | No |  | integer | Yes | 10
Equipment | eo_3w_power_xfrmr_inst | 3-Winding Transformer Installation | source_location_sub | Sub Primary Location | dd_geom_field | point | No | No | No |  | NA | No | 10
Equipment | eo_3w_power_xfrmr_inst | 3-Winding Transformer Installation | scada_control_id | SCADA Control ID | dd_phys_field | No | No | No | No |  | ds_char16_vector | No | 32
Equipment | eo_3w_power_xfrmr_inst | 3-Winding Transformer Installation | tertiary_location_sub | Sub Tertiary Location | dd_geom_field | point | No | No | No |  | NA | No | 10
Equipment | eo_3w_power_xfrmr_inst | 3-Winding Transformer Installation | location_hv | HV Location | dd_geom_field | simple_point | No | No | No |  | NA | No | 10
Equipment | eo_3w_power_xfrmr_inst | 3-Winding Transformer Installation | future_phasing | Future Phasing | dd_derived_field | No | No | No | Yes | A AB ABC ABCN ABCNE ABN ABNE AC ACB ACBN ACN ACNE AN ANE B BA BAC BACN BAN BC BCA BCAN BCN BCNE BN BNE BR C CA CAB CABN CAN CB CBA CBAN CBN CN CNE Earth Neutral Neutral-Earth Not Applicable R RB RY RYB RYBN Static Unknown Y YB | NA | No | 10
Equipment | eo_3w_power_xfrmr_inst | 3-Winding Transformer Installation | source_nominal_voltage_pp | Primary Nominal Voltage | dd_phys_field | No | No | No | Yes | 0.000 V 110.000 V 120.000 V 208.000 V 220.000 V 230.000 V 240.000 V 415.000 V 2.400 kV 4.160 kV 6.600 kV 8.000 kV 11.000 kV 12.470 kV 23.900 kV 33.000 kV 66.000 kV 115.000 kV 132.000 kV 220.000 kV 433.000 kV | NA | No | 10
Equipment | eo_3w_power_xfrmr_inst | 3-Winding Transformer Installation | load_location_mv | MV Secondary Location | dd_geom_field | point | No | No | No |  | NA | No | 10
Equipment | eo_3w_power_xfrmr_inst | 3-Winding Transformer Installation | name | Name | dd_phys_field | No | No | No | No |  | ds_char16_vector | No | 64
Equipment | eo_3w_power_xfrmr_inst | 3-Winding Transformer Installation | ltc1_tap_position | LTC1 Tap Position | dd_phys_field | No | No | No | No |  | integer | No | 2
Equipment | eo_3w_power_xfrmr_inst | 3-Winding Transformer Installation | status | Lifecycle Status | dd_phys_field | No | No | No | Yes | Abandoned Existing Inactive Proposed Abandon Proposed Install Proposed Relocate Proposed Remove Proposed Replace Removed Temporary | NA | Yes | 10
Equipment | eo_3w_power_xfrmr_inst | 3-Winding Transformer Installation | source_location_lv | LV Primary Location | dd_geom_field | point | No | No | No |  | NA | No | 10
Equipment | eo_3w_power_xfrmr_inst | 3-Winding Transformer Installation | circuit_and_section | Circuit/Section | dd_join_field | No | Circuit | M:N | No |  | NA | No | 20
Equipment | eo_3w_power_xfrmr_inst | 3-Winding Transformer Installation | load_location_lv | LV Secondary Location | dd_geom_field | point | No | No | No |  | NA | No | 10
Equipment | eo_3w_power_xfrmr_inst | 3-Winding Transformer Installation | annotation_lv | LV Annotation | dd_geom_field | text | No | No | No |  | NA | No | 10
Equipment | eo_3w_power_xfrmr_inst | 3-Winding Transformer Installation | annotation_mv | MV Annotation | dd_geom_field | text | No | No | No |  | NA | No | 10
Equipment | eo_3w_power_xfrmr_inst | 3-Winding Transformer Installation | scada_monitor_id | SCADA Monitor ID | dd_phys_field | No | No | No | No |  | ds_char16_vector | No | 12
Equipment | eo_3w_power_xfrmr_inst | 3-Winding Transformer Installation | leader_line | Leader Line | dd_geom_field | simple_chain | No | No | No |  | NA | No | 10
Equipment | eo_3w_power_xfrmr_inst | 3-Winding Transformer Installation | annotation_hv | HV Annotation | dd_geom_field | text | No | No | No |  | NA | No | 10
Equipment | eo_3w_power_xfrmr_inst | 3-Winding Transformer Installation | feeding_section | Feeding Section | dd_join_field | No | Circuit Section | M:N | No |  | NA | No | 20
Equipment | eo_3w_power_xfrmr_inst | 3-Winding Transformer Installation | total_apparent_power | Total Apparent Power | dd_phys_field | No | No | No | No |  | float | No | 10
Equipment | eo_3w_power_xfrmr_inst | 3-Winding Transformer Installation | source_location_mv | MV Primary Location | dd_geom_field | point | No | No | No |  | NA | No | 10
Equipment | eo_3w_power_xfrmr_inst | 3-Winding Transformer Installation | dac | Distribution Automation Controller | dd_join_field | No | Distribution Automation Controller | 0:N | No |  | NA | No | 20
Equipment | eo_3w_power_xfrmr_inst | 3-Winding Transformer Installation | location_mv | MV Location | dd_geom_field | simple_point | No | No | No |  | NA | No | 10
Equipment | eo_3w_power_xfrmr_inst | 3-Winding Transformer Installation | installation_group | Installation Group | dd_join_field | No | Installation Group | 0:N | No |  | NA | No | 20
Equipment | eo_3w_power_xfrmr_inst | 3-Winding Transformer Installation | style_subcode | Style Subcode | dd_phys_field | No | No | No | Yes | Network Abandoned Network Existing Network Existing with change Network Inactive Network Proposed Abandon Network Proposed Install Network Proposed Relocate Network Proposed Remove Network Proposed Replace Network Removed Network Temporary Overhead Abandoned Overhead Existing Overhead Existing with change Overhead Inactive Overhead Proposed Abandon Overhead Proposed Install Overhead Proposed Relocate Overhead Proposed Remove Overhead Proposed Replace Overhead Removed Overhead Temporary Regulator Abandoned Regulator Existing Regulator Existing with change Regulator Inactive Regulator Proposed Abandon Regulator Proposed Install Regulator Proposed Relocate Regulator Proposed Remove Regulator Proposed Replace Regulator Removed Regulator Temporary SWER Isolation Abandoned SWER Isolation Existing SWER Isolation Existing with change SWER Isolation Inactive SWER Isolation Proposed Abandon SWER Isolation Proposed Install SWER Isolation Proposed Relocate SWER Isolation Proposed Remove SWER Isolation Proposed Replace SWER Isolation Removed SWER Isolation Temporary Step Abandoned Step Existing Step Existing with change Step Inactive Step Proposed Abandon Step Proposed Install Step Proposed Relocate Step Proposed Remove Step Proposed Replace Step Removed Step Temporary Substation Abandoned Substation Existing Substation Existing with change Substation Inactive Substation Proposed Abandon Substation Proposed Install Substation Proposed Relocate Substation Proposed Remove Substation Proposed Replace Substation Removed Substation Temporary Underground Abandoned Underground Existing Underground Existing with change Underground Inactive Underground Proposed Abandon Underground Proposed Install Underground Proposed Relocate Underground Proposed Remove Underground Proposed Replace Underground Removed Underground Temporary Unknown Abandoned Unknown Existing Unknown Existing with change Unknown Inactive Unknown Proposed Abandon Unknown Proposed Install Unknown Proposed Relocate Unknown Proposed Remove Unknown Proposed Replace Unknown Removed Unknown Temporary | NA | No | 10
Equipment | eo_3w_power_xfrmr_inst | 3-Winding Transformer Installation | load_location_hv | HV Secondary Location | dd_geom_field | point | No | No | No |  | NA | No | 10
Equipment | eo_3w_power_xfrmr_inst | 3-Winding Transformer Installation | load_location | Secondary Location | dd_geom_field | point | No | No | No |  | NA | No | 10
Equipment | eo_3w_power_xfrmr_inst | 3-Winding Transformer Installation | owner_type | Owner Type | dd_phys_field | No | No | No | Yes | Company Owned Customer Customer Owned Electric Utility-TPSODL Foreign Owned Other Utility Owned Unknown | NA | Yes | 16
Equipment | eo_3w_power_xfrmr_inst | 3-Winding Transformer Installation | energy_consumers | Energy Consumers | dd_join_field | No | Energy Consumer | 0:n | No |  | NA | No | 20
Equipment | eo_3w_power_xfrmr_inst | 3-Winding Transformer Installation | future_phases | Future Phases | dd_join_field | No | 3-Winding Transformer Future Phase | 1:n | No |  | NA | No | 20
Equipment | eo_3w_power_xfrmr_inst | 3-Winding Transformer Installation | bay | Bay | dd_join_field | No | Bay | 0:N | No |  | NA | No | 20
Equipment | eo_3w_power_xfrmr_inst | 3-Winding Transformer Installation | customer_count | Customer Count | dd_derived_field | No | No | No | No |  | integer | No | 10
Equipment | eo_3w_power_xfrmr_inst | 3-Winding Transformer Installation | tertiary_location_hv | HV Tertiary Location | dd_geom_field | point | No | No | No |  | NA | No | 10
Equipment | eo_3w_power_xfrmr_inst | 3-Winding Transformer Installation | mounting | Mounting | dd_phys_field | No | No | No | Yes | Overhead Underground Unknown | NA | Yes | 10
Equipment | eo_3w_power_xfrmr_inst | 3-Winding Transformer Installation | existing_phasing | Existing Phasing | dd_derived_field | No | No | No | Yes | A AB ABC ABCN ABCNE ABN ABNE AC ACB ACBN ACN ACNE AN ANE B BA BAC BACN BAN BC BCA BCAN BCN BCNE BN BNE BR C CA CAB CABN CAN CB CBA CBAN CBN CN CNE Earth Neutral Neutral-Earth Not Applicable R RB RY RYB RYBN Static Unknown Y YB | NA | No | 10
Equipment | eo_3w_power_xfrmr_inst | 3-Winding Transformer Installation | circuit_and_section_boundary | Circuit/Section Boundary | dd_join_field | No | Circuit | M:N | No |  | NA | No | 20
Equipment | eo_3w_power_xfrmr_inst | 3-Winding Transformer Installation | remarks_id | Remarks Id | dd_phys_field | No | No | No | No |  | integer | Yes | 10
Equipment | eo_3w_power_xfrmr_inst | 3-Winding Transformer Installation | schematic_nodes | Schematic Nodes | dd_join_field | No | Schematic Node | M:N | No |  | NA | No | 20
Equipment | eo_3w_power_xfrmr_inst | 3-Winding Transformer Installation | tertiary_location | Tertiary Location | dd_geom_field | point | No | No | No |  | NA | No | 10
Equipment | eo_3w_power_xfrmr_inst | 3-Winding Transformer Installation | tertiary_location_lv | LV Tertiary Location | dd_geom_field | point | No | No | No |  | NA | No | 10
Equipment | eo_3w_power_xfrmr_inst | 3-Winding Transformer Installation | location_other | Other Location | dd_geom_field | simple_point | No | No | No |  | NA | No | 10
Equipment | eo_3w_power_xfrmr_inst | 3-Winding Transformer Installation | remarks_annotation | Remarks Annotation | dd_geom_field | text | No | No | No |  | NA | No | 10
Equipment | eo_3w_power_xfrmr_inst | 3-Winding Transformer Installation | load_location_other | Other Secondary Location | dd_geom_field | point | No | No | No |  | NA | No | 10
Equipment | eo_3w_power_xfrmr_inst | 3-Winding Transformer Installation | alias | Alias | dd_phys_field | No | No | No | No |  | ds_char16_vector | No | 64
Equipment | eo_3w_power_xfrmr_inst | 3-Winding Transformer Installation | annotation | Annotation | dd_geom_field | text | No | No | No |  | NA | No | 10
Equipment | eo_3w_power_xfrmr_inst | 3-Winding Transformer Installation | source_location_hv | HV Primary Location | dd_geom_field | point | No | No | No |  | NA | No | 10
Equipment | eo_3w_power_xfrmr_inst | 3-Winding Transformer Installation | source_network_type | Primary Network Type | dd_phys_field | No | No | No | Yes | EHV HV LV MV Substation | NA | Yes | 10
Equipment | eo_3w_power_xfrmr_inst | 3-Winding Transformer Installation | tertiary_location_mv | MV Tertiary Location | dd_geom_field | point | No | No | No |  | NA | No | 10
Equipment | eo_3w_power_xfrmr_inst | 3-Winding Transformer Installation | annotation_other | Other Annotation | dd_geom_field | text | No | No | No |  | NA | No | 10
Equipment | eo_3w_power_xfrmr_inst | 3-Winding Transformer Installation | phase_context | Phase Context | dd_phys_field | No | No | No | Yes | Unknown | NA | Yes | 10
Equipment | eo_3w_power_xfrmr_inst | 3-Winding Transformer Installation | bank_configuration | Bank Configuration | dd_phys_field | No | No | No | Yes | Delta-UnGrd/Delta-UnGrd/Delta-UnGrd Delta-UnGrd/Delta-UnGrd/Wye-Grd Delta-UnGrd/Delta-UnGrd/Wye-UnGrd Delta-UnGrd/Wye-Grd/Delta-UnGrd Delta-UnGrd/Wye-Grd/Wye-Grd Delta-UnGrd/Wye-Grd/Wye-UnGrd Delta-UnGrd/Wye-UnGrd/Delta-UnGrd Delta-UnGrd/Wye-UnGrd/Wye-Grd Delta-UnGrd/Wye-UnGrd/Wye-UnGrd Phase-Grd/SWER/SWER Phase-Grd/SWER/Split-Phase Phase-Grd/Split-Phase/SWER Phase-Phase-UnGrd/SWER/Split-Phase Phase-Phase-UnGrd/Split-Phase/SWER Unknown Wye-Grd/Delta-UnGrd/Delta-UnGrd Wye-Grd/Delta-UnGrd/Wye-Grd Wye-Grd/Delta-UnGrd/Wye-UnGrd Wye-Grd/Wye-Grd/Delta-UnGrd Wye-Grd/Wye-Grd/Wye-Grd Wye-Grd/Wye-Grd/Wye-UnGrd Wye-Grd/Wye-UnGrd/Delta-UnGrd Wye-Grd/Wye-UnGrd/Wye-Grd Wye-Grd/Wye-UnGrd/Wye-UnGrd Wye-UnGrd/Delta-UnGrd/Delta-UnGrd Wye-UnGrd/Delta-UnGrd/Wye-Grd Wye-UnGrd/Delta-UnGrd/Wye-UnGrd Wye-UnGrd/Wye-Grd/Delta-UnGrd Wye-UnGrd/Wye-Grd/Wye-Grd Wye-UnGrd/Wye-Grd/Wye-UnGrd Wye-UnGrd/Wye-UnGrd/Delta-UnGrd Wye-UnGrd/Wye-UnGrd/Wye-Grd Wye-UnGrd/Wye-UnGrd/Wye-UnGrd | NA | No | 10
Equipment | eo_3w_power_xfrmr_inst | 3-Winding Transformer Installation | schematic_links | Schematic Links | dd_join_field | No | Schematic Link | M:N | No |  | NA | No | 20
Equipment | eo_power_xfrmr_controller | Power Transformer Controller | date_installed | Date Installed | dd_phys_field | No | No | No | No |  | ds_date | No | 10
Equipment | eo_power_xfrmr_controller | Power Transformer Controller | manufacturer | Manufacturer | dd_phys_field | No | No | No | Yes | ABB Avon Bell Lumber Bentex Linger Switchgear Bharat Heavy Electricals Capital Meters ECE Elymer Electrics GEC Alsthom General Electric Genus Infrastructures Havells Himachal Energy Hpl Electric & Power Indotech Switchgear & Controls (Delhi) International Paper J.H. Baxter Jaipur Electronics Jnj Powercom Juvas Koppers L.D. McFarland Landis & Gyr Larsen & Toubro Montel Limited North Pacfic Lumber Oeser Other Palmohan Pole Star Powertech Secure Meter SquareD Stella-Jones Suzhou Power Meter Taylor Lumber Unknown Visiontek Westinghouse Weyerhaeuser ZEN | NA | No | 10
Equipment | eo_power_xfrmr_controller | Power Transformer Controller | device_type | Device Type | dd_phys_field | No | No | No | Yes | Unknown | NA | No | 10
Equipment | eo_power_xfrmr_controller | Power Transformer Controller | owner_type | Owner Type | dd_phys_field | No | No | No | Yes | Company Owned Customer Customer Owned Electric Utility-TPSODL Foreign Owned Other Utility Owned Unknown | NA | Yes | 16
Equipment | eo_power_xfrmr_controller | Power Transformer Controller | specification | Specification | dd_join_field | No | Power Transformer Controller Spec | 0:n | No |  | NA | No | 20
Equipment | eo_power_xfrmr_controller | Power Transformer Controller | operational_mode | Operational Mode | dd_phys_field | No | No | No | Yes | Automatic Local Remote Unknown | NA | Yes | 10
Equipment | eo_power_xfrmr_controller | Power Transformer Controller | specification_description | Specification Description | dd_derived_field | No | No | No | No |  | ds_char16_vector | No | 10
Equipment | eo_power_xfrmr_controller | Power Transformer Controller | serial_number | Serial Number | dd_phys_field | No | No | No | No |  | ds_char16_vector | No | 20
Equipment | eo_power_xfrmr_controller | Power Transformer Controller | id | Id | dd_phys_field | No | No | No | No |  | integer | Yes | 10
Equipment | eo_power_xfrmr_controller | Power Transformer Controller | status | Lifecycle Status | dd_phys_field | No | No | No | Yes | Abandoned Existing Inactive Proposed Abandon Proposed Install Proposed Relocate Proposed Remove Proposed Replace Removed Temporary | NA | Yes | 10
Equipment | eo_power_xfrmr_controller | Power Transformer Controller | owner_name | Owner Name | dd_phys_field | No | No | No | Yes | Cable Company Customer Electric Utility Telephone Company Unknown | NA | No | 10
Equipment | eo_power_xfrmr_controller | Power Transformer Controller | equipment | Equipment | dd_join_field | No | Power Transformer | 0:n | No |  | NA | No | 20
Equipment | eo_power_xfrmr_controller | Power Transformer Controller | asset_id | Asset ID | dd_phys_field | No | No | No | No |  | ds_char16_vector | No | 36
Equipment | eo_power_xfrmr_controller | Power Transformer Controller | embedded_ind | Embedded | dd_derived_field | No | No | No | Yes | No Unknown Yes | NA | No | 9
Equipment | eo_power_xfrmr_controller | Power Transformer Controller | alias | Alias | dd_phys_field | No | No | No | No |  | ds_char16_vector | No | 64
Equipment | eo_power_xfrmr_controller | Power Transformer Controller | name | Name | dd_phys_field | No | No | No | No |  | ds_char16_vector | No | 64
Equipment | eo_regulating_eqpt | Regulating Equipment | device_type | Device Type | dd_phys_field | No | No | No | Yes | Capacitor Condenser Frequency Convertor Reactor Shunt Reactor Synchronous Machine Unknown | NA | Yes | 10
Equipment | eo_regulating_eqpt | Regulating Equipment | alias | Alias | dd_phys_field | No | No | No | No |  | ds_char16_vector | No | 64
Equipment | eo_regulating_eqpt | Regulating Equipment | tp_migration_unique_id | Migration Unique Id | dd_phys_field | No | No | No | No |  | ds_char16_vector | No | 32
Equipment | eo_regulating_eqpt | Regulating Equipment | past_phases | Past Phases | dd_join_field | No | Regulating Eqpt Past Phase | 1:n | No |  | NA | No | 20
Equipment | eo_regulating_eqpt | Regulating Equipment | remarks_id | Remarks Id | dd_phys_field | No | No | No | No |  | integer | Yes | 10
Equipment | eo_regulating_eqpt | Regulating Equipment | source_id | Source ID | dd_phys_field | No | No | No | No |  | integer | No | 10
Equipment | eo_regulating_eqpt | Regulating Equipment | serial_number | Serial Number | dd_phys_field | No | No | No | No |  | ds_char16_vector | No | 20
Equipment | eo_regulating_eqpt | Regulating Equipment | specification | Specification | dd_join_field | No | Regulating Equipment Spec | 0:N | No |  | NA | No | 20
Equipment | eo_regulating_eqpt | Regulating Equipment | controller | Controller | dd_join_field | No | Regulating Equipment Controller | 0:n | No |  | NA | No | 20
Equipment | eo_regulating_eqpt | Regulating Equipment | existing_phases | Existing Phases | dd_join_field | No | Regulating Eqpt Existing Phase | 1:n | No |  | NA | No | 20
Equipment | eo_regulating_eqpt | Regulating Equipment | reactive_power_rating | Reactive Power Rating | dd_derived_field | No | No | No | No |  | float | No | 10
Equipment | eo_regulating_eqpt | Regulating Equipment | remarks_annotation | Remarks Annotation | dd_geom_field | text | No | No | No |  | NA | No | 10
Equipment | eo_regulating_eqpt | Regulating Equipment | date_acquired | Date Acquired | dd_phys_field | No | No | No | No |  | ds_date | No | 19
Equipment | eo_regulating_eqpt | Regulating Equipment | source_data | Source Data | dd_phys_field | No | No | No | No |  | ds_char16_vector | No | 6
Equipment | eo_regulating_eqpt | Regulating Equipment | asset_id | Asset ID | dd_phys_field | No | No | No | No |  | ds_char16_vector | No | 36
Equipment | eo_regulating_eqpt | Regulating Equipment | future_phases | Future Phases | dd_join_field | No | Regulating Eqpt Future Phase | 1:n | No |  | NA | No | 20
Equipment | eo_regulating_eqpt | Regulating Equipment | past_installation | Past Installation | dd_join_field | No | Regulating Equipment Installation | join_via | No |  | NA | No | 20
Equipment | eo_regulating_eqpt | Regulating Equipment | manufacturer | Manufacturer | dd_phys_field | No | No | No | Yes | ABB Avon Bell Lumber Bentex Linger Switchgear Bharat Heavy Electricals Capital Meters ECE Elymer Electrics GEC Alsthom General Electric Genus Infrastructures Havells Himachal Energy Hpl Electric & Power Indotech Switchgear & Controls (Delhi) International Paper J.H. Baxter Jaipur Electronics Jnj Powercom Juvas Koppers L.D. McFarland Landis & Gyr Larsen & Toubro Montel Limited North Pacfic Lumber Oeser Other Palmohan Pole Star Powertech Secure Meter SquareD Stella-Jones Suzhou Power Meter Taylor Lumber Unknown Visiontek Westinghouse Weyerhaeuser ZEN | NA | No | 10
Equipment | eo_regulating_eqpt | Regulating Equipment | existing_installation | Existing Installation | dd_join_field | No | Regulating Equipment Installation | join_via | No |  | NA | No | 20
Equipment | eo_regulating_eqpt | Regulating Equipment | specification_description | Specification Description | dd_derived_field | No | No | No | No |  | ds_char16_vector | No | 10
Equipment | eo_regulating_eqpt | Regulating Equipment | date_manufactured | Date Manufactured | dd_phys_field | No | No | No | No |  | ds_date | No | 19
Equipment | eo_regulating_eqpt | Regulating Equipment | future_installation | Future Installation | dd_join_field | No | Regulating Equipment Installation | join_via | No |  | NA | No | 20
Equipment | eo_regulating_eqpt | Regulating Equipment | alias_description | Alias Description | dd_derived_field | No | No | No | No |  | ds_char16_vector | No | 255
Equipment | eo_regulating_eqpt | Regulating Equipment | id | Id | dd_phys_field | No | No | No | No |  | integer | Yes | 10
Equipment | eo_light | Light | owner_type | Owner Type | dd_phys_field | No | No | No | Yes | Company Owned Customer Customer Owned Electric Utility-TPSODL Foreign Owned Other Utility Owned Unknown | NA | Yes | 16
Equipment | eo_light | Light | phasing | Phasing | dd_phys_field | No | No | No | Yes | A AB ABC ABCN ABCNE ABN ABNE AC ACB ACBN ACN ACNE AN ANE B BA BAC BACN BAN BC BCA BCAN BCN BCNE BN BNE BR C CA CAB CABN CAN CB CBA CBAN CBN CN CNE Earth Neutral Neutral-Earth Not Applicable R RB RY RYB RYBN Static Unknown Y YB | NA | Yes | 9
Equipment | eo_light | Light | bay | Bay | dd_join_field | No | Bay | 0:N | No |  | NA | No | 20
Equipment | eo_light | Light | location_other | Other Location | dd_geom_field | point | No | No | No |  | NA | No | 10
Equipment | eo_light | Light | leader_line | Leader Line | dd_geom_field | simple_chain | No | No | No |  | NA | No | 10
Equipment | eo_light | Light | style_subcode | Style Subcode | dd_phys_field | No | No | No | Yes | Abandoned Existing Inactive Proposed Abandon Proposed Install Proposed Relocate Proposed Remove Proposed Replace Removed Temporary Emergency Area Light Abandoned Emergency Area Light Existing Emergency Area Light Inactive Emergency Area Light Proposed Abandon Emergency Area Light Proposed Install Emergency Area Light Proposed Relocate Emergency Area Light Proposed Remove Emergency Area Light Proposed Replace Emergency Area Light Removed Emergency Area Light Temporary Flood Light Abandoned Flood Light Existing Flood Light Inactive Flood Light Proposed Abandon Flood Light Proposed Install Flood Light Proposed Relocate Flood Light Proposed Remove Flood Light Proposed Replace Flood Light Removed Flood Light Temporary NMP Area Light Abandoned NMP Area Light Existing NMP Area Light Inactive NMP Area Light Proposed Abandon NMP Area Light Proposed Install NMP Area Light Proposed Relocate NMP Area Light Proposed Remove NMP Area Light Proposed Replace NMP Area Light Removed NMP Area Light Temporary PAL Light Abandoned PAL Light Existing PAL Light Inactive PAL Light Proposed Abandon PAL Light Proposed Install PAL Light Proposed Relocate PAL Light Proposed Remove PAL Light Proposed Replace PAL Light Removed PAL Light Temporary Street Light Abandoned Street Light Existing Street Light Inactive Street Light Proposed Abandon Street Light Proposed Install Street Light Proposed Relocate Street Light Proposed Remove Street Light Proposed Replace Street Light Removed Street Light Temporary Unknown Abandoned Unknown Existing Unknown Inactive Unknown Proposed Abandon Unknown Proposed Install Unknown Proposed Relocate Unknown Proposed Remove Unknown Proposed Replace Unknown Removed Unknown Temporary | NA | No | 6
Equipment | eo_light | Light | premise_id | Premise ID | dd_phys_field | No | No | No | No |  | ds_char16_vector | No | 20
Equipment | eo_light | Light | light_lumens | Light Lumens | dd_phys_field | No | No | No | Yes | 0.000 lm 1000.000 lm 2500.000 lm 4000.000 lm 6000.000 lm 10000.000 lm 15000.000 lm | NA | No | 10
Equipment | eo_light | Light | fixture_type | Fixture Type | dd_phys_field | No | No | No | Yes | 20 Amp Series 6.6 Amp Series Choke Ballast 120V Choke Ballast 240V Ext. Ballast Reg. Ballast 120V Reg. Ballast 240V Unknown | NA | No | 20
Equipment | eo_light | Light | tennon_type | Tennon Type | dd_phys_field | No | No | No | Yes | Double None Quad Single Triple Unknown | NA | No | 9
Equipment | eo_light | Light | circuit_id | Circuit ID | dd_derived_field | No | No | No | No |  | ds_char16_vector | No | 12
Equipment | eo_light | Light | asset_id | Asset ID | dd_phys_field | No | No | No | No |  | ds_char16_vector | No | 36
Equipment | eo_light | Light | mounting | Mounting | dd_phys_field | No | No | No | Yes | 12 ft Platform 14 ft Platform Crossarm Ground Other Pad Platform Pole Polypad Station Submersible Unknown Vault | NA | No | 13
Equipment | eo_light | Light | relay | Relay | dd_join_field | No | Light Relay | 0:n | No |  | NA | No | 20
Equipment | eo_light | Light | fixture_usage | Fixture Usage | dd_phys_field | No | No | No | Yes | Emergency Area Light Flood Light NMP Area Light PAL Light Street Light Unknown | NA | No | 22
Equipment | eo_light | Light | annotation | Annotation | dd_geom_field | text | No | No | No |  | NA | No | 10
Equipment | eo_light | Light | location | Location | dd_geom_field | point | No | No | No |  | NA | No | 10
Equipment | eo_light | Light | power_consumption | Power Consumption | dd_phys_field | No | No | No | Yes | 0.000 W 50.000 W 70.000 W 100.000 W 150.000 W 175.000 W 200.000 W 250.000 W 300.000 W 400.000 W 700.000 W | NA | No | 10
Equipment | eo_light | Light | owner_name | Owner Name | dd_phys_field | No | No | No | Yes | Cable Company Customer Electric Utility Telephone Company Unknown | NA | No | 10
Equipment | eo_light | Light | annotation_sub | Sub Annotation | dd_geom_field | text | No | No | No |  | NA | No | 10
Equipment | eo_light | Light | id | Id | dd_phys_field | No | No | No | No |  | integer | Yes | 10
Equipment | eo_light | Light | source_id | Source ID | dd_phys_field | No | No | No | No |  | integer | No | 10
Equipment | eo_light | Light | annotation_lv | LV Annotation | dd_geom_field | text | No | No | No |  | NA | No | 10
Equipment | eo_light | Light | location_mv | MV Location | dd_geom_field | point | No | No | No |  | NA | No | 10
Equipment | eo_light | Light | annotation_other | Other Annotation | dd_geom_field | text | No | No | No |  | NA | No | 10
Equipment | eo_light | Light | contract_type | Contract Type | dd_phys_field | No | No | No | Yes | Area Gas Highway Lease Metered Outdoor Nonstandard Outdoor Nonstandard Street Security Street Unknown Unmetered Outdoor | NA | No | 21
Equipment | eo_light | Light | mounting_support | Mounting Support | dd_phys_field | No | No | No | Yes | Bracket/Mast Arm Center Suspension Cross Arm Post Top Unknown | NA | No | 19
Equipment | eo_light | Light | annotation_mv | MV Annotation | dd_geom_field | text | No | No | No |  | NA | No | 10
Equipment | eo_light | Light | lamp_current | Lamp Current | dd_phys_field | No | No | No | Yes | 0.000 A | NA | No | 10
Equipment | eo_light | Light | lamp_type | Lamp Type | dd_phys_field | No | No | No | Yes | Fluorescent High Pressure Sodium Incandescent Low Pressure Sodium Mercury Vapor Metal Halide Unknown | NA | No | 22
Equipment | eo_light | Light | location_lv | LV Location | dd_geom_field | point | No | No | No |  | NA | No | 10
Equipment | eo_light | Light | phase_context | Phase Context | dd_phys_field | No | No | No | Yes | Unknown | NA | Yes | 10
Equipment | eo_light | Light | fixture_style | Fixture Style | dd_phys_field | No | No | No | Yes | Fire Horizontal Horizontal Architectural Horizontal Cutoff PAL Post Top Acorn Globe Post Top Central Park Post Top Colonial Aluminium Post Top Colonial Modern Post Top Colonial w/Scrolls Post Top Edgewater Post Top Lantern 25 Post Top Underpass - Pendant Mount Underpass - Wall Mount Unknown | NA | No | 36
Equipment | eo_light | Light | location_sub | Sub Location | dd_geom_field | point | No | No | No |  | NA | No | 10
Equipment | eo_light | Light | date_installed | Date Installed | dd_phys_field | No | No | No | No |  | ds_date | No | 19
Equipment | eo_light | Light | markers | Markers | dd_join_field | No | Marker | M:N | No |  | NA | No | 20
Equipment | eo_light | Light | nominal_voltage_pp | Nominal Voltage (P-P) | dd_phys_field | No | No | No | Yes | 0.000 V 110.000 V 120.000 V 208.000 V 220.000 V 230.000 V 240.000 V 415.000 V 2.400 kV 4.160 kV 6.600 kV 8.000 kV 11.000 kV 12.470 kV 23.900 kV 33.000 kV 66.000 kV 115.000 kV 132.000 kV 220.000 kV 433.000 kV | NA | No | 10
Equipment | eo_light | Light | source_data | Source Data | dd_phys_field | No | No | No | No |  | ds_char16_vector | No | 6
Equipment | eo_light | Light | remarks_annotation | Remarks Annotation | dd_geom_field | text | No | No | No |  | NA | No | 10
Equipment | eo_light | Light | circuit_and_section_boundary | Circuit/Section Boundary | dd_join_field | No | Circuit | M:N | No |  | NA | No | 20
Equipment | eo_light | Light | circuit_source_stopper | Circuit Source/Stopper | dd_join_field | No | Circuit Source | 0:00 | No |  | NA | No | 20
Equipment | eo_light | Light | feeding_section | Feeding Section | dd_join_field | No | Circuit Section | M:N | No |  | NA | No | 20
Equipment | eo_light | Light | lamp_voltage | Lamp Voltage | dd_phys_field | No | No | No | Yes | 0.000 V 110.000 V 120.000 V 208.000 V 220.000 V 230.000 V 240.000 V 415.000 V 2.400 kV 4.160 kV 6.600 kV 8.000 kV 11.000 kV 12.470 kV 23.900 kV 33.000 kV 66.000 kV 115.000 kV 132.000 kV 220.000 kV 433.000 kV | NA | No | 10
Equipment | eo_light | Light | location_description_id | location_description_id | dd_phys_field | No | No | No | No |  | integer | Yes | 10
Equipment | eo_light | Light | number | Number | dd_phys_field | No | No | No | No |  | ds_char16_vector | No | 40
Equipment | eo_light | Light | remarks_id | remarks_id | dd_phys_field | No | No | No | No |  | integer | Yes | 10
Equipment | eo_light | Light | installation_group | Installation Group | dd_join_field | No | Installation Group | 0:N | No |  | NA | No | 20
Equipment | eo_light | Light | fixture_quantity | Fixture Quantity | dd_phys_field | No | No | No | Yes | 1 2 3 4 Unknown | NA | No | 9
Equipment | eo_light | Light | circuit_id2 | Circuit ID2 | dd_derived_field | No | No | No | No |  | ds_char16_vector | No | 12
Equipment | eo_light | Light | circuit_and_section | Circuit/Section | dd_join_field | No | Circuit | M:N | No |  | NA | No | 20
Equipment | eo_light | Light | network_type | Network Type | dd_phys_field | No | No | No | Yes | EHV HV LV MV Substation | NA | Yes | 10
Equipment | eo_light | Light | location_hv | HV Location | dd_geom_field | point | No | No | No |  | NA | No | 10
Equipment | eo_light | Light | mounting_support_length | Mounting Support Length | dd_phys_field | No | No | No | Yes | 0' 4' 6' 8' 10' 12' 14' 15' 18' 20' 30' | NA | No | 10
Equipment | eo_light | Light | status | Lifecycle Status | dd_phys_field | No | No | No | Yes | Abandoned Existing Inactive Proposed Abandon Proposed Install Proposed Relocate Proposed Remove Proposed Replace Removed Temporary | NA | Yes | 10
Equipment | eo_light | Light | agreement_number | Agreement Number | dd_phys_field | No | No | No | No |  | ds_char16_vector | No | 20
Equipment | eo_light | Light | fixture_color | Fixture Color | dd_phys_field | No | No | No | Yes | Black Dark Bronze Green Grey None Other Unknown White | NA | No | 13
Equipment | eo_light | Light | annotation_hv | HV Annotation | dd_geom_field | text | No | No | No |  | NA | No | 10
Equipment | eo_energy_storage_controller | Energy Storage Controller | date_installed | Date Installed | dd_phys_field | No | No | No | No |  | ds_date | No | 10
Equipment | eo_energy_storage_controller | Energy Storage Controller | manufacturer | Manufacturer | dd_phys_field | No | No | No | Yes | ABB Avon Bell Lumber Bentex Linger Switchgear Bharat Heavy Electricals Capital Meters ECE Elymer Electrics GEC Alsthom General Electric Genus Infrastructures Havells Himachal Energy Hpl Electric & Power Indotech Switchgear & Controls (Delhi) International Paper J.H. Baxter Jaipur Electronics Jnj Powercom Juvas Koppers L.D. McFarland Landis & Gyr Larsen & Toubro Montel Limited North Pacfic Lumber Oeser Other Palmohan Pole Star Powertech Secure Meter SquareD Stella-Jones Suzhou Power Meter Taylor Lumber Unknown Visiontek Westinghouse Weyerhaeuser ZEN | NA | No | 10
Equipment | eo_energy_storage_controller | Energy Storage Controller | device_type | Device Type | dd_phys_field | No | No | No | Yes | Unknown | NA | No | 10
Equipment | eo_energy_storage_controller | Energy Storage Controller | owner_type | Owner Type | dd_phys_field | No | No | No | Yes | Company Owned Customer Customer Owned Electric Utility-TPSODL Foreign Owned Other Utility Owned Unknown | NA | Yes | 16
Equipment | eo_energy_storage_controller | Energy Storage Controller | specification | Specification | dd_join_field | No | Energy Storage Controller Spec | 0:n | No |  | NA | No | 20
Equipment | eo_energy_storage_controller | Energy Storage Controller | operational_mode | Operational Mode | dd_phys_field | No | No | No | Yes | Automatic Local Remote Unknown | NA | Yes | 10
Equipment | eo_energy_storage_controller | Energy Storage Controller | specification_description | Specification Description | dd_derived_field | No | No | No | No |  | ds_char16_vector | No | 10
Equipment | eo_energy_storage_controller | Energy Storage Controller | serial_number | Serial Number | dd_phys_field | No | No | No | No |  | ds_char16_vector | No | 20
Equipment | eo_energy_storage_controller | Energy Storage Controller | id | Id | dd_phys_field | No | No | No | No |  | integer | Yes | 10
Equipment | eo_energy_storage_controller | Energy Storage Controller | status | Lifecycle Status | dd_phys_field | No | No | No | Yes | Abandoned Existing Inactive Proposed Abandon Proposed Install Proposed Relocate Proposed Remove Proposed Replace Removed Temporary | NA | Yes | 10
Equipment | eo_energy_storage_controller | Energy Storage Controller | owner_name | Owner Name | dd_phys_field | No | No | No | Yes | Cable Company Customer Electric Utility Telephone Company Unknown | NA | No | 10
Equipment | eo_energy_storage_controller | Energy Storage Controller | equipment | Equipment | dd_join_field | No | Energy Storage | 0:n | No |  | NA | No | 20
Equipment | eo_energy_storage_controller | Energy Storage Controller | asset_id | Asset ID | dd_phys_field | No | No | No | No |  | ds_char16_vector | No | 36
Equipment | eo_energy_storage_controller | Energy Storage Controller | embedded_ind | Embedded | dd_derived_field | No | No | No | Yes | No Unknown Yes | NA | No | 9
Equipment | eo_energy_storage_controller | Energy Storage Controller | alias | Alias | dd_phys_field | No | No | No | No |  | ds_char16_vector | No | 64
Equipment | eo_energy_storage_controller | Energy Storage Controller | name | Name | dd_phys_field | No | No | No | No |  | ds_char16_vector | No | 64
Equipment | eo_energy_storage_inst | Energy Storage Installation | tp_circle_name | Circle Name | dd_phys_field | No | No | No | Yes | Aska Berhampur Bhanjanagar City City Circle Jeypore Rayagada Raygada Unknown | NA | No | 10
Equipment | eo_energy_storage_inst | Energy Storage Installation | tp_locality | Locality | dd_phys_field | No | No | No | No |  | ds_char16_vector | No | 32
Equipment | eo_energy_storage_inst | Energy Storage Installation | tp_sub_division_code | Sub Division Code | dd_phys_field | No | No | No | Yes | 0 1 2 3 4 5 6 Unknown | NA | No | 10
Equipment | eo_energy_storage_inst | Energy Storage Installation | device_type | Device Type | dd_derived_field | No | No | No | Yes | Battery Community Energy Storage Dry LeadAcid Others Sodium-sulfur Battery (NaS) Superconducting Magnetic Energy Storage Unknown | NA | No | 10
Equipment | eo_energy_storage_inst | Energy Storage Installation | annotation_lv | LV Annotation | dd_geom_field | text | No | No | No |  | NA | No | 10
Equipment | eo_energy_storage_inst | Energy Storage Installation | future_phases | Future Phases | dd_join_field | No | Energy Storage Future Phase | 1:n | No |  | NA | No | 20
Equipment | eo_energy_storage_inst | Energy Storage Installation | future_assets | Future Assets | dd_join_field | No | Energy Storage | join_via | No |  | NA | No | 20
Equipment | eo_energy_storage_inst | Energy Storage Installation | remarks_id | Remarks Id | dd_phys_field | No | No | No | No |  | integer | Yes | 10
Equipment | eo_energy_storage_inst | Energy Storage Installation | feeding_section | Feeding Section | dd_join_field | No | Circuit Section | M:N | No |  | NA | No | 20
Equipment | eo_energy_storage_inst | Energy Storage Installation | existing_assets | Existing Assets | dd_join_field | No | Energy Storage | join_via | No |  | NA | No | 20
Equipment | eo_energy_storage_inst | Energy Storage Installation | location | Location | dd_geom_field | point | No | No | No |  | NA | No | 10
Equipment | eo_energy_storage_inst | Energy Storage Installation | tp_road_name | Road Name | dd_phys_field | No | No | No | No |  | ds_char16_vector | No | 32
Equipment | eo_energy_storage_inst | Energy Storage Installation | nominal_voltage_pp | Nominal Voltage (P-P) | dd_phys_field | No | No | No | Yes | 0.000 V 110.000 V 120.000 V 208.000 V 220.000 V 230.000 V 240.000 V 415.000 V 2.400 kV 4.160 kV 6.600 kV 8.000 kV 11.000 kV 12.470 kV 23.900 kV 33.000 kV 66.000 kV 115.000 kV 132.000 kV 220.000 kV 433.000 kV | NA | No | 10
Equipment | eo_energy_storage_inst | Energy Storage Installation | scada_type | SCADA Type | dd_phys_field | No | No | No | Yes | Control Monitored None Unknown | NA | No | 10
Equipment | eo_energy_storage_inst | Energy Storage Installation | past_assets | Past Assets | dd_join_field | No | Energy Storage | join_via | No |  | NA | No | 20
Equipment | eo_energy_storage_inst | Energy Storage Installation | phase_context | Phase Context | dd_phys_field | No | No | No | Yes | Unknown | NA | Yes | 10
Equipment | eo_energy_storage_inst | Energy Storage Installation | id | Id | dd_phys_field | No | No | No | No |  | integer | Yes | 10
Equipment | eo_energy_storage_inst | Energy Storage Installation | dac | Distribution Automation Controller | dd_join_field | No | Distribution Automation Controller | 0:N | No |  | NA | No | 20
Equipment | eo_energy_storage_inst | Energy Storage Installation | annotation_hv | HV Annotation | dd_geom_field | text | No | No | No |  | NA | No | 10
Equipment | eo_energy_storage_inst | Energy Storage Installation | annotation_sub | Sub Annotation | dd_geom_field | text | No | No | No |  | NA | No | 10
Equipment | eo_energy_storage_inst | Energy Storage Installation | tp_voltage_per_cell | Voltage Per Cell | dd_phys_field | No | No | No | No |  | integer | No | 10
Equipment | eo_energy_storage_inst | Energy Storage Installation | location_sub | Sub Location | dd_geom_field | point | No | No | No |  | NA | No | 10
Equipment | eo_energy_storage_inst | Energy Storage Installation | name | Name | dd_phys_field | No | No | No | No |  | ds_char16_vector | No | 64
Equipment | eo_energy_storage_inst | Energy Storage Installation | leader_line | Leader Line | dd_geom_field | simple_chain | No | No | No |  | NA | No | 10
Equipment | eo_energy_storage_inst | Energy Storage Installation | tp_pin_code | Pin Code | dd_phys_field | No | No | No | No |  | integer | No | 10
Equipment | eo_energy_storage_inst | Energy Storage Installation | tp_section_name | Section Name | dd_phys_field | No | No | No | Yes | Eso Adava Eso Ambapua Eso Aska-1 Eso B Singipur Eso Badagada Eso Baipariguda Eso Balimela Eso Balipadar Eso Balisira Eso Balliguda Eso Bandhugaon Eso Baunsuni Eso Beguniapada Eso Belaguntha Eso Bhejiput Eso Bissam Ctc Eso Bomakei Eso Boriguma Eso Boudh Eso Budhamba Eso Buguda Eso Chandahandi Eso Chandragiri Eso Chatrapur-i Eso Chatrapur-ii Eso Chikiti Eso Chirikipada Eso Dabugam Eso Daringibadi Eso Dharakote Eso Digapahandi Eso E S O-i Eso E S O-ii Eso E.s.o.no.1 Eso E.s.o.no.2 Eso E.s.o.no.3 Eso G.nuagam-2 Eso G.udayagiri Eso Gandhinagar Eso Ganjam Eso Garabandha Eso Golanthara Eso Gopalpur Eso Gudari Eso Gumma Eso Gumuda Eso Gunupur Eso Gunupur Rural Eso Head Quarter Eso Hinjilicut Eso J N Prasad Eso J.k.pur Eso Jagapur Eso Jharigam Eso Jyp No.1 Eso Jyp No.2 Eso Jyp No.3 Eso K B Pur Eso K S Nagar Eso Kakiriguma Eso Kalimela Eso Kanchuru Eso Kanisi Eso Kanteipally Eso Kasinagar Eso Kasipur Eso Keshpur Eso Khajuripada Eso Khajuripada-i Eso Khallikote Eso Kodala Eso Konkarada Eso Koraput Sec-i Eso Koraput Sec-ii Eso Kosagumuda Eso Kotpad Eso Kukudakhandi Eso Kundra Eso Lanjipally Eso Lathi Eso Laxmipur Eso Luchapada Eso Malkangiri Eso Malud Eso Manamunda Eso Mathili Eso Medical Eso Mohana Eso Muniguda Eso Nabarangpur Eso Nabarangpur Rural Eso Nandapur Eso Nuagam-1 Eso Nuagam-2 Eso Nuapada Eso P S Pur Eso Padmapur Eso Papadahandi Eso Paralakhemundi Eso Parlakhemundi Rural Eso Patrapur Eso Pattangi Eso Pattapur Eso Phiringia Eso Phulbani Eso Pitala Eso Polosara Eso Pudamari Eso Purunakatak Eso R.Udaygiri Eso Raigada Eso Raighar Eso Raikia Eso Rambha Eso Ramnaguda Eso Randhapalli Eso Rayagada Rural Eso Rayagada-1 Eso Rayagada-2 Eso Sheragada Eso Sikarpai Eso Similiguda Eso Soroda Eso Sunabeda Eso Surangi Eso T Khunti Eso Taratarini Eso Therubali Eso Tikabali Eso Tilisingi Eso Tumudibandha Eso Umerkote Eso University Eso Upalada Unknown | NA | No | 10
Equipment | eo_energy_storage_inst | Energy Storage Installation | tp_section_code | Section Code | dd_phys_field | No | No | No | Yes | 0 1 2 3 4 5 6 Unknown | NA | No | 10
Equipment | eo_energy_storage_inst | Energy Storage Installation | tp_sub_locality | Sub Locality | dd_phys_field | No | No | No | No |  | ds_char16_vector | No | 32
Equipment | eo_energy_storage_inst | Energy Storage Installation | past_phases | Past Phases | dd_join_field | No | Energy Storage Past Phase | 1:n | No |  | NA | No | 20
Equipment | eo_energy_storage_inst | Energy Storage Installation | network_type | Network Type | dd_phys_field | No | No | No | Yes | EHV HV LV MV Substation | NA | Yes | 10
Equipment | eo_energy_storage_inst | Energy Storage Installation | annotation_mv | MV Annotation | dd_geom_field | text | No | No | No |  | NA | No | 10
Equipment | eo_energy_storage_inst | Energy Storage Installation | existing_phases | Existing Phases | dd_join_field | No | Energy Storage Existing Phase | 1:n | No |  | NA | No | 20
Equipment | eo_energy_storage_inst | Energy Storage Installation | alias | Alias | dd_phys_field | No | No | No | No |  | ds_char16_vector | No | 64
Equipment | eo_energy_storage_inst | Energy Storage Installation | remarks_annotation | Remarks Annotation | dd_geom_field | text | No | No | No |  | NA | No | 10
Equipment | eo_energy_storage_inst | Energy Storage Installation | installation_group | Installation Group | dd_join_field | No | Installation Group | 0:N | No |  | NA | No | 20
Equipment | eo_energy_storage_inst | Energy Storage Installation | circuit_source_stopper | Circuit Source/Stopper | dd_join_field | No | Circuit Source | 0:00 | No |  | NA | No | 20
Equipment | eo_energy_storage_inst | Energy Storage Installation | tp_company_id | Company ID | dd_phys_field | No | No | No | No |  | ds_char16_vector | No | 32
Equipment | eo_energy_storage_inst | Energy Storage Installation | tp_model_number | Model Number | dd_phys_field | No | No | No | No |  | ds_char16_vector | Yes | 32
Equipment | eo_energy_storage_inst | Energy Storage Installation | tp_sap_id | SAP ID | dd_phys_field | No | No | No | No |  | ds_char16_vector | No | 32
Equipment | eo_energy_storage_inst | Energy Storage Installation | tp_surveyor_remark_id | Tp Surveyor Remark Id | dd_phys_field | No | No | No | No |  | integer | No | 10
Equipment | eo_energy_storage_inst | Energy Storage Installation | existing_phasing | Existing Phasing | dd_derived_field | No | No | No | Yes | A AB ABC ABCN ABCNE ABN ABNE AC ACB ACBN ACN ACNE AN ANE B BA BAC BACN BAN BC BCA BCAN BCN BCNE BN BNE BR C CA CAB CABN CAN CB CBA CBAN CBN CN CNE Earth Neutral Neutral-Earth Not Applicable R RB RY RYB RYBN Static Unknown Y YB | NA | No | 10
Equipment | eo_energy_storage_inst | Energy Storage Installation | circuit_and_section | Circuit/Section | dd_join_field | No | Circuit | M:N | No |  | NA | No | 20
Equipment | eo_energy_storage_inst | Energy Storage Installation | location_mv | MV Location | dd_geom_field | point | No | No | No |  | NA | No | 10
Equipment | eo_energy_storage_inst | Energy Storage Installation | tp_circle_code | Circle Code | dd_phys_field | No | No | No | Yes | 0 21 29 31 34 35 71 Unknown | NA | No | 10
Equipment | eo_energy_storage_inst | Energy Storage Installation | source_id | Source Id | dd_phys_field | No | No | No | No |  | integer | No | 10
Equipment | eo_energy_storage_inst | Energy Storage Installation | bay | Bay | dd_join_field | No | Bay | 0:N | No |  | NA | No | 20
Equipment | eo_energy_storage_inst | Energy Storage Installation | mounting | Mounting | dd_phys_field | No | No | No | Yes | Overhead Underground Unknown | NA | Yes | 10
Equipment | eo_energy_storage_inst | Energy Storage Installation | annotation_other | Other Annotation | dd_geom_field | text | No | No | No |  | NA | No | 10
Equipment | eo_energy_storage_inst | Energy Storage Installation | location_description_id | Location Description Id | dd_phys_field | No | No | No | No |  | integer | Yes | 10
Equipment | eo_energy_storage_inst | Energy Storage Installation | future_phasing | Future Phasing | dd_derived_field | No | No | No | Yes | A AB ABC ABCN ABCNE ABN ABNE AC ACB ACBN ACN ACNE AN ANE B BA BAC BACN BAN BC BCA BCAN BCN BCNE BN BNE BR C CA CAB CABN CAN CB CBA CBAN CBN CN CNE Earth Neutral Neutral-Earth Not Applicable R RB RY RYB RYBN Static Unknown Y YB | NA | No | 10
Equipment | eo_energy_storage_inst | Energy Storage Installation | tp_sub_division_name | Sub Division Name | dd_phys_field | No | No | No | Yes | Aska Balimela Balliguda Belaguntha Bhanjanagar-i Bhanjanagar-ii Bijipur Bijipur-Industrial Bissam Cuttack Boriguma Boudh Buguda Chatrapur Chikiti Digapahandi G Udayagiri Gopalpur Gumuda Gunupur Hinjilicut JESD-1 JESD-2 Kabisuryanagar Kanisi Kasinagar Khallikote Kodala Koraput Laxmipur Malkangiri Manmunda Mohana Nawarangpur Nuagam Papadahandi Paralakhemundi Phulbani Polasara Purushottampur R Udaygiri Rambha Raygada SDO-1 SDO-2 SDO-3 SDO-4 Sheragada Sorada Sunabeda Therubali Umarkote Unknown Uppalada | NA | No | 10
Equipment | eo_energy_storage_inst | Energy Storage Installation | location_other | Other Location | dd_geom_field | point | No | No | No |  | NA | No | 10
Equipment | eo_energy_storage_inst | Energy Storage Installation | owner_name | Owner Name | dd_phys_field | No | No | No | Yes | Cable Company Customer Electric Utility Telephone Company Unknown | NA | No | 10
Equipment | eo_energy_storage_inst | Energy Storage Installation | tp_work_order_id | Work Order ID | dd_phys_field | No | No | No | No |  | ds_char16_vector | No | 64
Equipment | eo_energy_storage_inst | Energy Storage Installation | annotation | Annotation | dd_geom_field | text | No | No | No |  | NA | No | 10
Equipment | eo_energy_storage_inst | Energy Storage Installation | schematic_links | Schematic Links | dd_join_field | No | Schematic Link | M:N | No |  | NA | No | 20
Equipment | eo_energy_storage_inst | Energy Storage Installation | markers | Markers | dd_join_field | No | Marker | M:N | No |  | NA | No | 20
Equipment | eo_energy_storage_inst | Energy Storage Installation | tp_previous_installed_location | Prev. Installed Location | dd_phys_field | No | No | No | No |  | ds_char16_vector | Yes | 12
Equipment | eo_energy_storage_inst | Energy Storage Installation | status | Lifecycle Status | dd_phys_field | No | No | No | Yes | Abandoned Existing Inactive Proposed Abandon Proposed Install Proposed Relocate Proposed Remove Proposed Replace Removed Temporary | NA | Yes | 10
Equipment | eo_energy_storage_inst | Energy Storage Installation | tp_sap_functional_location | SAP Functional Location | dd_phys_field | No | No | No | No |  | ds_char16_vector | No | 32
Equipment | eo_energy_storage_inst | Energy Storage Installation | circuit_id2 | Circuit ID2 | dd_derived_field | No | No | No | No |  | ds_char16_vector | No | 10
Equipment | eo_energy_storage_inst | Energy Storage Installation | scada_monitor_id | SCADA Monitor ID | dd_phys_field | No | No | No | No |  | ds_char16_vector | No | 12
Equipment | eo_energy_storage_inst | Energy Storage Installation | tp_city | City | dd_phys_field | No | No | No | Yes | Others Unknown | NA | No | 10
Equipment | eo_energy_storage_inst | Energy Storage Installation | alias_description | Alias Description | dd_derived_field | No | No | No | No |  | ds_char16_vector | No | 255
Equipment | eo_energy_storage_inst | Energy Storage Installation | circuit_id | Circuit ID | dd_derived_field | No | No | No | No |  | ds_char16_vector | No | 10
Equipment | eo_energy_storage_inst | Energy Storage Installation | owner_type | Owner Type | dd_phys_field | No | No | No | Yes | Company Owned Customer Customer Owned Electric Utility-TPSODL Foreign Owned Other Utility Owned Unknown | NA | Yes | 10
Equipment | eo_energy_storage_inst | Energy Storage Installation | circuit_and_section_boundary | Circuit/Section Boundary | dd_join_field | No | Circuit | M:N | No |  | NA | No | 20
Equipment | eo_energy_storage_inst | Energy Storage Installation | location_lv | LV Location | dd_geom_field | point | No | No | No |  | NA | No | 10
Equipment | eo_energy_storage_inst | Energy Storage Installation | tp_address | Address | dd_phys_field | No | No | No | No |  | ds_char16_vector | No | 32
Equipment | eo_energy_storage_inst | Energy Storage Installation | source_data | Source Data | dd_phys_field | No | No | No | No |  | ds_char16_vector | No | 64
Equipment | eo_energy_storage_inst | Energy Storage Installation | tp_installation_type | Installation Type | dd_phys_field | No | No | No | Yes | Combination In Door Out Door Unknown | NA | No | 10
Equipment | eo_energy_storage_inst | Energy Storage Installation | schematic_nodes | Schematic Nodes | dd_join_field | No | Schematic Node | M:N | No |  | NA | No | 20
Equipment | eo_energy_storage_inst | Energy Storage Installation | tp_ward_code | Ward Code | dd_phys_field | No | No | No | Yes | 0 1 2 3 4 5 6 Unknown | NA | No | 10
Equipment | eo_energy_storage_inst | Energy Storage Installation | style_subcode | Style Subcode | dd_phys_field | No | No | No | Yes | Battery Abandoned Battery Existing Battery Existing with change Battery Inactive Battery Proposed Abandon Battery Proposed Install Battery Proposed Relocate Battery Proposed Remove Battery Proposed Replace Battery Removed Battery Temporary Community Energy Storage Abandoned Community Energy Storage Existing Community Energy Storage Existing with change Community Energy Storage Inactive Community Energy Storage Proposed Abandon Community Energy Storage Proposed Install Community Energy Storage Proposed Relocate Community Energy Storage Proposed Remove Community Energy Storage Proposed Replace Community Energy Storage Removed Community Energy Storage Temporary Sodium-sulfur Battery (NaS) Abandoned Sodium-sulfur Battery (NaS) Existing Sodium-sulfur Battery (NaS) Existing with change Sodium-sulfur Battery (NaS) Inactive Sodium-sulfur Battery (NaS) Proposed Abandon Sodium-sulfur Battery (NaS) Proposed Install Sodium-sulfur Battery (NaS) Proposed Relocate Sodium-sulfur Battery (NaS) Proposed Remove Sodium-sulfur Battery (NaS) Proposed Replace Sodium-sulfur Battery (NaS) Removed Sodium-sulfur Battery (NaS) Temporary Superconducting Magnetic Energy Storage Abandoned Superconducting Magnetic Energy Storage Existing Superconducting Magnetic Energy Storage Existing with change Superconducting Magnetic Energy Storage Inactive Superconducting Magnetic Energy Storage Proposed Abandon Superconducting Magnetic Energy Storage Proposed Install Superconducting Magnetic Energy Storage Proposed Relocate Superconducting Magnetic Energy Storage Proposed Remove Superconducting Magnetic Energy Storage Proposed Replace Superconducting Magnetic Energy Storage Removed Superconducting Magnetic Energy Storage Temporary Unknown Abandoned Unknown Existing Unknown Existing with change Unknown Inactive Unknown Proposed Abandon Unknown Proposed Install Unknown Proposed Relocate Unknown Proposed Remove Unknown Proposed Replace Unknown Removed Unknown Temporary | NA | No | 10
Equipment | eo_energy_storage_inst | Energy Storage Installation | scada_control_id | SCADA Control ID | dd_phys_field | No | No | No | No |  | ds_char16_vector | No | 32
Equipment | eo_energy_storage_inst | Energy Storage Installation | location_hv | HV Location | dd_geom_field | point | No | No | No |  | NA | No | 10
Equipment | eo_energy_storage_inst | Energy Storage Installation | tp_migration_unique_id | Migration Unique Id | dd_phys_field | No | No | No | No |  | ds_char16_vector | No | 32
Equipment | eo_energy_storage_inst | Energy Storage Installation | tp_division_name | Division Name | dd_phys_field | No | No | No | Yes | Aska-1 Aska-2 Berhampur Division-1 Berhampur Division-2 Berhampur Division-3 Bhanjanagar Boudh Ganjam North Ganjam South Gunupur Hinjilicut Jeypore Koraput Malkangiri Nawarangpur Paralakhemundi Phulbani Purushottampur Raygada Unknown | NA | No | 10
Equipment | eo_energy_storage_inst | Energy Storage Installation | tp_division_code | Division Code | dd_phys_field | No | No | No | Yes | 0 1 2 3 4 5 6 Unknown | NA | No | 10
Equipment | eo_comms_device | Comms Device | tp_section_code | Section Code | dd_phys_field | No | No | No | Yes | 0 1 2 3 4 5 6 Unknown | NA | No | 10
Equipment | eo_comms_device | Comms Device | annotation_other | Annotation_other | dd_geom_field | text | No | No | No |  | NA | No | 10
Equipment | eo_comms_device | Comms Device | remarks_id | Remarks Id | dd_phys_field | No | No | No | No |  | integer | Yes | 10
Equipment | eo_comms_device | Comms Device | tp_date_manufactured | Date Manufactured | dd_phys_field | No | No | No | No |  | ds_date | No | 10
Equipment | eo_comms_device | Comms Device | network_type | Network Type | dd_phys_field | No | No | No | Yes | EHV HV LV MV Substation | NA | Yes | 10
Equipment | eo_comms_device | Comms Device | annotation | Annotation | dd_geom_field | text | No | No | No |  | NA | No | 10
Equipment | eo_comms_device | Comms Device | style_subcode | Style Subcode | dd_phys_field | No | No | No | Yes | Access Point Abandoned Access Point Existing Access Point Inactive Access Point Proposed Abandon Access Point Proposed Install Access Point Proposed Relocate Access Point Proposed Remove Access Point Proposed Replace Access Point Removed Access Point Temporary Collectors Abandoned Collectors Existing Collectors Inactive Collectors Proposed Abandon Collectors Proposed Install Collectors Proposed Relocate Collectors Proposed Remove Collectors Proposed Replace Collectors Removed Collectors Temporary Load Control Abandoned Load Control Existing Load Control Inactive Load Control Proposed Abandon Load Control Proposed Install Load Control Proposed Relocate Load Control Proposed Remove Load Control Proposed Replace Load Control Removed Load Control Temporary Monitor Abandoned Monitor Existing Monitor Inactive Monitor Proposed Abandon Monitor Proposed Install Monitor Proposed Relocate Monitor Proposed Remove Monitor Proposed Replace Monitor Removed Monitor Temporary Relay Abandoned Relay Existing Relay Inactive Relay Proposed Abandon Relay Proposed Install Relay Proposed Relocate Relay Proposed Remove Relay Proposed Replace Relay Removed Relay Temporary Unknown Abandoned Unknown Existing Unknown Inactive Unknown Proposed Abandon Unknown Proposed Install Unknown Proposed Relocate Unknown Proposed Remove Unknown Proposed Replace Unknown Removed Unknown Temporary | NA | No | 10
Equipment | eo_comms_device | Comms Device | tp_sub_locality | Sub Locality | dd_phys_field | No | No | No | No |  | ds_char16_vector | No | 32
Equipment | eo_comms_device | Comms Device | annotation_mv | Annotation_mv | dd_geom_field | text | No | No | No |  | NA | No | 10
Equipment | eo_comms_device | Comms Device | location_hv | Hv Location | dd_geom_field | point | No | No | No |  | NA | No | 10
Equipment | eo_comms_device | Comms Device | status | Status | dd_phys_field | No | No | No | Yes | Abandoned Existing Inactive Proposed Abandon Proposed Install Proposed Relocate Proposed Remove Proposed Replace Removed Temporary | NA | Yes | 10
Equipment | eo_comms_device | Comms Device | annotation_lv | Annotation_lv | dd_geom_field | text | No | No | No |  | NA | No | 10
Equipment | eo_comms_device | Comms Device | tp_address | Address | dd_phys_field | No | No | No | No |  | ds_char16_vector | No | 32
Equipment | eo_comms_device | Comms Device | location_mv | Mv Location | dd_geom_field | point | No | No | No |  | NA | No | 10
Equipment | eo_comms_device | Comms Device | tp_date_of_last_maintenance | Date of Last Maintenance | dd_phys_field | No | No | No | No |  | ds_date | No | 10
Equipment | eo_comms_device | Comms Device | serial_number | Serial Number | dd_phys_field | No | No | No | No |  | ds_char16_vector | No | 20
Equipment | eo_comms_device | Comms Device | tp_circle_code | Circle Code | dd_phys_field | No | No | No | Yes | 0 21 29 31 34 35 71 Unknown | NA | No | 10
Equipment | eo_comms_device | Comms Device | tp_division_code | Division Code | dd_phys_field | No | No | No | Yes | 0 1 2 3 4 5 6 Unknown | NA | No | 10
Equipment | eo_comms_device | Comms Device | transformer | Transformer | dd_join_field | No | 3-Winding Transformer Installation | 0:N | No |  | NA | No | 20
Equipment | eo_comms_device | Comms Device | tp_work_order_id | Work Order ID | dd_phys_field | No | No | No | No |  | ds_char16_vector | No | 64
Equipment | eo_comms_device | Comms Device | date_installed | Date Installed | dd_phys_field | No | No | No | No |  | ds_date | No | 10
Equipment | eo_comms_device | Comms Device | tp_sub_division_name | Sub Division Name | dd_phys_field | No | No | No | Yes | Aska Balimela Balliguda Belaguntha Bhanjanagar-i Bhanjanagar-ii Bijipur Bijipur-Industrial Bissam Cuttack Boriguma Boudh Buguda Chatrapur Chikiti Digapahandi G Udayagiri Gopalpur Gumuda Gunupur Hinjilicut JESD-1 JESD-2 Kabisuryanagar Kanisi Kasinagar Khallikote Kodala Koraput Laxmipur Malkangiri Manmunda Mohana Nawarangpur Nuagam Papadahandi Paralakhemundi Phulbani Polasara Purushottampur R Udaygiri Rambha Raygada SDO-1 SDO-2 SDO-3 SDO-4 Sheragada Sorada Sunabeda Therubali Umarkote Unknown Uppalada | NA | No | 10
Equipment | eo_comms_device | Comms Device | device_type | Device Type | dd_phys_field | No | No | No | Yes | Access Point Collectors Load Control Monitor Relay Unknown | NA | Yes | 10
Equipment | eo_comms_device | Comms Device | tp_road_name | Road Name | dd_phys_field | No | No | No | No |  | ds_char16_vector | No | 32
Equipment | eo_comms_device | Comms Device | owner_type | Owner Type | dd_phys_field | No | No | No | Yes | Company Owned Customer Customer Owned Electric Utility-TPSODL Foreign Owned Other Utility Owned Unknown | NA | Yes | 16
Equipment | eo_comms_device | Comms Device | tp_previous_installed_location | Prev. Installed Location | dd_phys_field | No | No | No | No |  | ds_char16_vector | Yes | 12
Equipment | eo_comms_device | Comms Device | tp_date_of_last_updation_in_gis | Date Last Updated in GIS | dd_phys_field | No | No | No | No |  | ds_date | No | 10
Equipment | eo_comms_device | Comms Device | tp_data_collected_by | Data Collected By | dd_phys_field | No | No | No | No |  | ds_char16_vector | No | 32
Equipment | eo_comms_device | Comms Device | tp_migration_unique_id | Migration Unique Id | dd_phys_field | No | No | No | No |  | ds_char16_vector | No | 32
Equipment | eo_comms_device | Comms Device | tp_division_name | Division Name | dd_phys_field | No | No | No | Yes | Aska-1 Aska-2 Berhampur Division-1 Berhampur Division-2 Berhampur Division-3 Bhanjanagar Boudh Ganjam North Ganjam South Gunupur Hinjilicut Jeypore Koraput Malkangiri Nawarangpur Paralakhemundi Phulbani Purushottampur Raygada Unknown | NA | No | 10
Equipment | eo_comms_device | Comms Device | tp_date_of_commissioning | Date of Commissioning | dd_phys_field | No | No | No | No |  | ds_date | No | 10
Equipment | eo_comms_device | Comms Device | tp_date_of_de_commissioning | Date of De-Commissioning | dd_phys_field | No | No | No | No |  | ds_date | No | 10
Equipment | eo_comms_device | Comms Device | circuit_id | Circuit ID | dd_derived_field | No | No | No | No |  | ds_char16_vector | No | 10
Equipment | eo_comms_device | Comms Device | tp_time_of_data_collection | Time of data collection | dd_phys_field | No | No | No | No |  | ds_char16_vector | No | 32
Equipment | eo_comms_device | Comms Device | tp_section_name | Section Name | dd_phys_field | No | No | No | Yes | Eso Adava Eso Ambapua Eso Aska-1 Eso B Singipur Eso Badagada Eso Baipariguda Eso Balimela Eso Balipadar Eso Balisira Eso Balliguda Eso Bandhugaon Eso Baunsuni Eso Beguniapada Eso Belaguntha Eso Bhejiput Eso Bissam Ctc Eso Bomakei Eso Boriguma Eso Boudh Eso Budhamba Eso Buguda Eso Chandahandi Eso Chandragiri Eso Chatrapur-i Eso Chatrapur-ii Eso Chikiti Eso Chirikipada Eso Dabugam Eso Daringibadi Eso Dharakote Eso Digapahandi Eso E S O-i Eso E S O-ii Eso E.s.o.no.1 Eso E.s.o.no.2 Eso E.s.o.no.3 Eso G.nuagam-2 Eso G.udayagiri Eso Gandhinagar Eso Ganjam Eso Garabandha Eso Golanthara Eso Gopalpur Eso Gudari Eso Gumma Eso Gumuda Eso Gunupur Eso Gunupur Rural Eso Head Quarter Eso Hinjilicut Eso J N Prasad Eso J.k.pur Eso Jagapur Eso Jharigam Eso Jyp No.1 Eso Jyp No.2 Eso Jyp No.3 Eso K B Pur Eso K S Nagar Eso Kakiriguma Eso Kalimela Eso Kanchuru Eso Kanisi Eso Kanteipally Eso Kasinagar Eso Kasipur Eso Keshpur Eso Khajuripada Eso Khajuripada-i Eso Khallikote Eso Kodala Eso Konkarada Eso Koraput Sec-i Eso Koraput Sec-ii Eso Kosagumuda Eso Kotpad Eso Kukudakhandi Eso Kundra Eso Lanjipally Eso Lathi Eso Laxmipur Eso Luchapada Eso Malkangiri Eso Malud Eso Manamunda Eso Mathili Eso Medical Eso Mohana Eso Muniguda Eso Nabarangpur Eso Nabarangpur Rural Eso Nandapur Eso Nuagam-1 Eso Nuagam-2 Eso Nuapada Eso P S Pur Eso Padmapur Eso Papadahandi Eso Paralakhemundi Eso Parlakhemundi Rural Eso Patrapur Eso Pattangi Eso Pattapur Eso Phiringia Eso Phulbani Eso Pitala Eso Polosara Eso Pudamari Eso Purunakatak Eso R.Udaygiri Eso Raigada Eso Raighar Eso Raikia Eso Rambha Eso Ramnaguda Eso Randhapalli Eso Rayagada Rural Eso Rayagada-1 Eso Rayagada-2 Eso Sheragada Eso Sikarpai Eso Similiguda Eso Soroda Eso Sunabeda Eso Surangi Eso T Khunti Eso Taratarini Eso Therubali Eso Tikabali Eso Tilisingi Eso Tumudibandha Eso Umerkote Eso University Eso Upalada Unknown | NA | No | 10
Equipment | eo_comms_device | Comms Device | asset_id | Asset ID | dd_phys_field | No | No | No | No |  | ds_char16_vector | No | 36
Equipment | eo_comms_device | Comms Device | leader_line | Leader Line | dd_geom_field | simple_chain | No | No | No |  | NA | No | 10
Equipment | eo_comms_device | Comms Device | phasing | Phasing | dd_phys_field | No | No | No | Yes | A AB ABC ABCN ABCNE ABN ABNE AC ACB ACBN ACN ACNE AN ANE B BA BAC BACN BAN BC BCA BCAN BCN BCNE BN BNE BR C CA CAB CABN CAN CB CBA CBAN CBN CN CNE Earth Neutral Neutral-Earth Not Applicable R RB RY RYB RYBN Static Unknown Y YB | NA | Yes | 9
Equipment | eo_comms_device | Comms Device | tp_scada_monitor_id | SCADA Monitor ID | dd_phys_field | No | No | No | No |  | ds_char16_vector | No | 12
Equipment | eo_comms_device | Comms Device | installation_group | Installation Group | dd_join_field | No | Installation Group | 0:N | No |  | NA | No | 20
Equipment | eo_comms_device | Comms Device | bay | Bay | dd_join_field | No | Bay | 0:N | No |  | NA | No | 20
Equipment | eo_comms_device | Comms Device | annotation_sub | Annotation_sub | dd_geom_field | text | No | No | No |  | NA | No | 10
Equipment | eo_comms_device | Comms Device | name | Name | dd_phys_field | No | No | No | No |  | ds_char16_vector | No | 40
Equipment | eo_comms_device | Comms Device | tp_date_of_creation_in_gis | Date of Creation in GIS | dd_phys_field | No | No | No | No |  | ds_date | No | 10
Equipment | eo_comms_device | Comms Device | tp_cyme_id | CYME Id | dd_phys_field | No | No | No | No |  | ds_char16_vector | No | 32
Equipment | eo_comms_device | Comms Device | mounting | Mounting | dd_phys_field | No | No | No | Yes | Overhead Underground Unknown | NA | Yes | 13
Equipment | eo_comms_device | Comms Device | tp_warranty_end_date | Warranty End Date | dd_phys_field | No | No | No | No |  | ds_date | No | 10
Equipment | eo_comms_device | Comms Device | tp_installation_type | Installation Type | dd_phys_field | No | No | No | Yes | Combination In Door Out Door Unknown | NA | No | 10
Equipment | eo_comms_device | Comms Device | tp_city | City | dd_phys_field | No | No | No | Yes | Others Unknown | NA | No | 10
Equipment | eo_comms_device | Comms Device | location_other | Other Location | dd_geom_field | point | No | No | No |  | NA | No | 10
Equipment | eo_comms_device | Comms Device | tp_date_of_data_collection | Date of Data collection | dd_phys_field | No | No | No | No |  | ds_char16_vector | No | 32
Equipment | eo_comms_device | Comms Device | tp_manufacturer | Manufacturer | dd_phys_field | No | No | No | Yes | ABB Avon Bell Lumber Bentex Linger Switchgear Bharat Heavy Electricals Capital Meters ECE Elymer Electrics GEC Alsthom General Electric Genus Infrastructures Havells Himachal Energy Hpl Electric & Power Indotech Switchgear & Controls (Delhi) International Paper J.H. Baxter Jaipur Electronics Jnj Powercom Juvas Koppers L.D. McFarland Landis & Gyr Larsen & Toubro Montel Limited North Pacfic Lumber Oeser Other Palmohan Pole Star Powertech Secure Meter SquareD Stella-Jones Suzhou Power Meter Taylor Lumber Unknown Visiontek Westinghouse Weyerhaeuser ZEN | NA | No | 10
Equipment | eo_comms_device | Comms Device | tp_data_updated_by_in_gis | Data Updated By in GIS | dd_phys_field | No | No | No | No |  | ds_char16_vector | No | 32
Equipment | eo_comms_device | Comms Device | tp_surveyor_remark_id | Tp Surveyor Remark Id | dd_phys_field | No | No | No | No |  | integer | No | 10
Equipment | eo_comms_device | Comms Device | location_sub | Sub Location | dd_geom_field | point | No | No | No |  | NA | No | 10
Equipment | eo_comms_device | Comms Device | remarks_annotation | Remarks Annotation | dd_geom_field | text | No | No | No |  | NA | No | 10
Equipment | eo_comms_device | Comms Device | owner_name | Owner Name | dd_phys_field | No | No | No | Yes | Cable Company Customer Electric Utility Telephone Company Unknown | NA | No | 10
Equipment | eo_comms_device | Comms Device | tp_circle_name | Circle Name | dd_phys_field | No | No | No | Yes | Aska Berhampur Bhanjanagar City City Circle Jeypore Rayagada Raygada Unknown | NA | No | 10
Equipment | eo_comms_device | Comms Device | carrier | Carrier | dd_phys_field | No | No | No | Yes | AT&T Unknown | NA | No | 10
Equipment | eo_comms_device | Comms Device | annotation_hv | Annotation_hv | dd_geom_field | text | No | No | No |  | NA | No | 10
Equipment | eo_comms_device | Comms Device | tp_company_id | Company ID | dd_phys_field | No | No | No | No |  | ds_char16_vector | No | 32
Equipment | eo_comms_device | Comms Device | tp_sap_functional_location | SAP Functional Location | dd_phys_field | No | No | No | No |  | ds_char16_vector | No | 32
Equipment | eo_comms_device | Comms Device | tp_sub_division_code | Sub Division Code | dd_phys_field | No | No | No | Yes | 0 1 2 3 4 5 6 Unknown | NA | No | 10
Equipment | eo_comms_device | Comms Device | tp_sap_id | SAP ID | dd_phys_field | No | No | No | No |  | ds_char16_vector | No | 32
Equipment | eo_comms_device | Comms Device | tp_ward_code | Ward Code | dd_phys_field | No | No | No | Yes | 0 1 2 3 4 5 6 Unknown | NA | No | 10
Equipment | eo_comms_device | Comms Device | tp_ea_equipment_id | EA Equipment ID | dd_phys_field | No | No | No | No |  | ds_char16_vector | No | 32
Equipment | eo_comms_device | Comms Device | location | Location | dd_geom_field | point | No | No | No |  | NA | No | 10
Equipment | eo_comms_device | Comms Device | tp_locality | Locality | dd_phys_field | No | No | No | No |  | ds_char16_vector | No | 32
Equipment | eo_comms_device | Comms Device | location_lv | Lv Location | dd_geom_field | point | No | No | No |  | NA | No | 10
Equipment | eo_comms_device | Comms Device | tp_number | Number | dd_phys_field | No | No | No | No |  | ds_char16_vector | Yes | 12
Equipment | eo_comms_device | Comms Device | tp_scada_control_id | SCADA Control ID | dd_phys_field | No | No | No | No |  | ds_char16_vector | No | 12
Equipment | eo_comms_device | Comms Device | phase_context | Phase Context | dd_phys_field | No | No | No | Yes | Unknown | NA | Yes | 10
Equipment | eo_comms_device | Comms Device | circuit_and_section | Circuit/Section | dd_join_field | No | Circuit | M:N | No |  | NA | No | 20
Equipment | eo_comms_device | Comms Device | nominal_voltage_pp | Nominal Voltage (P-P) | dd_phys_field | No | No | No | Yes | 0.000 V 110.000 V 120.000 V 208.000 V 220.000 V 230.000 V 240.000 V 415.000 V 2.400 kV 4.160 kV 6.600 kV 8.000 kV 11.000 kV 12.470 kV 23.900 kV 33.000 kV 66.000 kV 115.000 kV 132.000 kV 220.000 kV 433.000 kV | NA | No | 10
Equipment | eo_comms_device | Comms Device | id | Id | dd_phys_field | No | No | No | No |  | integer | Yes | 10
Equipment | eo_protective_eqpt_inst | Protective Equipment Installation | alias_description | Alias Description | dd_derived_field | No | No | No | No |  | ds_char16_vector | No | 255
Equipment | eo_protective_eqpt_inst | Protective Equipment Installation | location | Location | dd_geom_field | point | No | No | No |  | NA | No | 10
Equipment | eo_protective_eqpt_inst | Protective Equipment Installation | tp_installation_type | Installation Type | dd_phys_field | No | No | No | Yes | Combination In Door Out Door Unknown | NA | No | 10
Equipment | eo_protective_eqpt_inst | Protective Equipment Installation | tp_section_name | Section Name | dd_phys_field | No | No | No | Yes | Eso Adava Eso Ambapua Eso Aska-1 Eso B Singipur Eso Badagada Eso Baipariguda Eso Balimela Eso Balipadar Eso Balisira Eso Balliguda Eso Bandhugaon Eso Baunsuni Eso Beguniapada Eso Belaguntha Eso Bhejiput Eso Bissam Ctc Eso Bomakei Eso Boriguma Eso Boudh Eso Budhamba Eso Buguda Eso Chandahandi Eso Chandragiri Eso Chatrapur-i Eso Chatrapur-ii Eso Chikiti Eso Chirikipada Eso Dabugam Eso Daringibadi Eso Dharakote Eso Digapahandi Eso E S O-i Eso E S O-ii Eso E.s.o.no.1 Eso E.s.o.no.2 Eso E.s.o.no.3 Eso G.nuagam-2 Eso G.udayagiri Eso Gandhinagar Eso Ganjam Eso Garabandha Eso Golanthara Eso Gopalpur Eso Gudari Eso Gumma Eso Gumuda Eso Gunupur Eso Gunupur Rural Eso Head Quarter Eso Hinjilicut Eso J N Prasad Eso J.k.pur Eso Jagapur Eso Jharigam Eso Jyp No.1 Eso Jyp No.2 Eso Jyp No.3 Eso K B Pur Eso K S Nagar Eso Kakiriguma Eso Kalimela Eso Kanchuru Eso Kanisi Eso Kanteipally Eso Kasinagar Eso Kasipur Eso Keshpur Eso Khajuripada Eso Khajuripada-i Eso Khallikote Eso Kodala Eso Konkarada Eso Koraput Sec-i Eso Koraput Sec-ii Eso Kosagumuda Eso Kotpad Eso Kukudakhandi Eso Kundra Eso Lanjipally Eso Lathi Eso Laxmipur Eso Luchapada Eso Malkangiri Eso Malud Eso Manamunda Eso Mathili Eso Medical Eso Mohana Eso Muniguda Eso Nabarangpur Eso Nabarangpur Rural Eso Nandapur Eso Nuagam-1 Eso Nuagam-2 Eso Nuapada Eso P S Pur Eso Padmapur Eso Papadahandi Eso Paralakhemundi Eso Parlakhemundi Rural Eso Patrapur Eso Pattangi Eso Pattapur Eso Phiringia Eso Phulbani Eso Pitala Eso Polosara Eso Pudamari Eso Purunakatak Eso R.Udaygiri Eso Raigada Eso Raighar Eso Raikia Eso Rambha Eso Ramnaguda Eso Randhapalli Eso Rayagada Rural Eso Rayagada-1 Eso Rayagada-2 Eso Sheragada Eso Sikarpai Eso Similiguda Eso Soroda Eso Sunabeda Eso Surangi Eso T Khunti Eso Taratarini Eso Therubali Eso Tikabali Eso Tilisingi Eso Tumudibandha Eso Umerkote Eso University Eso Upalada Unknown | NA | No | 10
Equipment | eo_protective_eqpt_inst | Protective Equipment Installation | device_type | Device Type | dd_derived_field | No | No | No | Yes | Arrester Carrier Control Fault Indicator Fault Locator Fault Pass Indicator Lightining Arrester Relay Resistor Series Reactor Surge Protector Unknown Wave Trap | NA | No | 10
Equipment | eo_protective_eqpt_inst | Protective Equipment Installation | tp_discharge_current_capacity | Discharge Current Capacity | dd_phys_field | No | No | No | No |  | float | No | 10
Equipment | eo_protective_eqpt_inst | Protective Equipment Installation | existing_phases | Existing Phases | dd_join_field | No | Protective Equipment Existing Phase | 1:n | No |  | NA | No | 20
Equipment | eo_protective_eqpt_inst | Protective Equipment Installation | future_assets | Future Assets | dd_join_field | No | Protective Equipment | join_via | No |  | NA | No | 20
Equipment | eo_protective_eqpt_inst | Protective Equipment Installation | circuit_source_stopper | Circuit Source/Stopper | dd_join_field | No | Circuit Source | 0:00 | No |  | NA | No | 20
Equipment | eo_protective_eqpt_inst | Protective Equipment Installation | nominal_voltage_pp | Nominal Voltage (P-P) | dd_phys_field | No | No | No | Yes | 0.000 V 110.000 V 120.000 V 208.000 V 220.000 V 230.000 V 240.000 V 415.000 V 2.400 kV 4.160 kV 6.600 kV 8.000 kV 11.000 kV 12.470 kV 23.900 kV 33.000 kV 66.000 kV 115.000 kV 132.000 kV 220.000 kV 433.000 kV | NA | No | 10
Equipment | eo_protective_eqpt_inst | Protective Equipment Installation | scada_type | SCADA Type | dd_phys_field | No | No | No | Yes | Control Monitored None Unknown | NA | No | 11
Equipment | eo_protective_eqpt_inst | Protective Equipment Installation | existing_assets | Existing Assets | dd_join_field | No | Protective Equipment | join_via | No |  | NA | No | 20
Equipment | eo_protective_eqpt_inst | Protective Equipment Installation | location_sub | Sub Location | dd_geom_field | point | No | No | No |  | NA | No | 10
Equipment | eo_protective_eqpt_inst | Protective Equipment Installation | tp_date_of_data_collection | Date of Data collection | dd_phys_field | No | No | No | No |  | ds_char16_vector | No | 32
Equipment | eo_protective_eqpt_inst | Protective Equipment Installation | source_data | Source Data | dd_phys_field | No | No | No | No |  | ds_char16_vector | No | 6
Equipment | eo_protective_eqpt_inst | Protective Equipment Installation | tp_warranty_end_date | Warranty End Date | dd_phys_field | No | No | No | No |  | ds_date | No | 10
Equipment | eo_protective_eqpt_inst | Protective Equipment Installation | tp_city | City | dd_phys_field | No | No | No | Yes | Others Unknown | NA | No | 10
Equipment | eo_protective_eqpt_inst | Protective Equipment Installation | location_description_id | location_description_id | dd_phys_field | No | No | No | No |  | integer | Yes | 10
Equipment | eo_protective_eqpt_inst | Protective Equipment Installation | past_phases | Past Phases | dd_join_field | No | Protective Equipment Past Phase | 1:n | No |  | NA | No | 20
Equipment | eo_protective_eqpt_inst | Protective Equipment Installation | tp_sub_mounting | Sub Mounting | dd_phys_field | No | No | No | Yes | Basement Elevated Joist Kiosk Lattice Welded Others PCC Pole Panel Mounted Platform Mounted Plinth Pole Rail Steel Tubular Pole Stilt Mounted Tower Unknown | NA | No | 10
Equipment | eo_protective_eqpt_inst | Protective Equipment Installation | annotation_sub | Sub Annotation | dd_geom_field | text | No | No | No |  | NA | No | 10
Equipment | eo_protective_eqpt_inst | Protective Equipment Installation | tp_company_id | Company ID | dd_phys_field | No | No | No | No |  | ds_char16_vector | No | 32
Equipment | eo_protective_eqpt_inst | Protective Equipment Installation | annotation_mv | MV Annotation | dd_geom_field | text | No | No | No |  | NA | No | 10
Equipment | eo_protective_eqpt_inst | Protective Equipment Installation | tp_pin_code | Pin Code | dd_phys_field | No | No | No | No |  | integer | No | 10
Equipment | eo_protective_eqpt_inst | Protective Equipment Installation | past_assets | Past Assets | dd_join_field | No | Protective Equipment | join_via | No |  | NA | No | 20
Equipment | eo_protective_eqpt_inst | Protective Equipment Installation | source_id | Source ID | dd_phys_field | No | No | No | No |  | integer | No | 10
Equipment | eo_protective_eqpt_inst | Protective Equipment Installation | tp_rated_voltage | Rated Voltage | dd_phys_field | No | No | No | No |  | float | No | 10
Equipment | eo_protective_eqpt_inst | Protective Equipment Installation | protection_type | Protection Type | dd_phys_field | No | No | No | Yes | Buckholtz Current Differential Protection Distance Protection Earth Fault Fault Indication Master Trip OTI Over Current Surge Protection Under Frequency Under Voltage Unknown Voltage WTI | NA | No | 9
Equipment | eo_protective_eqpt_inst | Protective Equipment Installation | annotation_hv | HV Annotation | dd_geom_field | text | No | No | No |  | NA | No | 10
Equipment | eo_protective_eqpt_inst | Protective Equipment Installation | tp_address | Address | dd_phys_field | No | No | No | No |  | ds_char16_vector | No | 32
Equipment | eo_protective_eqpt_inst | Protective Equipment Installation | tp_division_code | Division Code | dd_phys_field | No | No | No | Yes | 0 1 2 3 4 5 6 Unknown | NA | No | 10
Equipment | eo_protective_eqpt_inst | Protective Equipment Installation | tp_section_code | Section Code | dd_phys_field | No | No | No | Yes | 0 1 2 3 4 5 6 Unknown | NA | No | 10
Equipment | eo_protective_eqpt_inst | Protective Equipment Installation | tp_division_name | Division Name | dd_phys_field | No | No | No | Yes | Aska-1 Aska-2 Berhampur Division-1 Berhampur Division-2 Berhampur Division-3 Bhanjanagar Boudh Ganjam North Ganjam South Gunupur Hinjilicut Jeypore Koraput Malkangiri Nawarangpur Paralakhemundi Phulbani Purushottampur Raygada Unknown | NA | No | 10
Equipment | eo_protective_eqpt_inst | Protective Equipment Installation | tp_prev_installed_location | Prev. Installed Location | dd_phys_field | No | No | No | No |  | ds_char16_vector | No | 32
Equipment | eo_protective_eqpt_inst | Protective Equipment Installation | location_lv | LV Location | dd_geom_field | point | No | No | No |  | NA | No | 10
Equipment | eo_protective_eqpt_inst | Protective Equipment Installation | style_subcode | Style Subcode | dd_phys_field | No | No | No | Yes | Arrester Abandoned Arrester Existing Arrester Existing with change Arrester Inactive Arrester Proposed Abandon Arrester Proposed Install Arrester Proposed Relocate Arrester Proposed Remove Arrester Proposed Replace Arrester Removed Arrester Temporary Carrier Control Abandoned Carrier Control Existing Carrier Control Existing with change Carrier Control Inactive Carrier Control Proposed Abandon Carrier Control Proposed Install Carrier Control Proposed Relocate Carrier Control Proposed Remove Carrier Control Proposed Replace Carrier Control Removed Carrier Control Temporary Fault Indicator Abandoned Fault Indicator Existing Fault Indicator Existing with change Fault Indicator Inactive Fault Indicator Proposed Abandon Fault Indicator Proposed Install Fault Indicator Proposed Relocate Fault Indicator Proposed Remove Fault Indicator Proposed Replace Fault Indicator Removed Fault Indicator Temporary Fault Locator Abandoned Fault Locator Existing Fault Locator Existing with change Fault Locator Inactive Fault Locator Proposed Abandon Fault Locator Proposed Install Fault Locator Proposed Relocate Fault Locator Proposed Remove Fault Locator Proposed Replace Fault Locator Removed Fault Locator Temporary Relay Abandoned Relay Existing Relay Existing with change Relay Inactive Relay Proposed Abandon Relay Proposed Install Relay Proposed Relocate Relay Proposed Remove Relay Proposed Replace Relay Removed Relay Temporary Resistor Abandoned Resistor Existing Resistor Existing with change Resistor Inactive Resistor Proposed Abandon Resistor Proposed Install Resistor Proposed Relocate Resistor Proposed Remove Resistor Proposed Replace Resistor Removed Resistor Temporary Series Reactor Abandoned Series Reactor Existing Series Reactor Existing with change Series Reactor Inactive Series Reactor Proposed Abandon Series Reactor Proposed Install Series Reactor Proposed Relocate Series Reactor Proposed Remove Series Reactor Proposed Replace Series Reactor Removed Series Reactor Temporary Surge Protector Abandoned Surge Protector Existing Surge Protector Existing with change Surge Protector Inactive Surge Protector Proposed Abandon Surge Protector Proposed Install Surge Protector Proposed Relocate Surge Protector Proposed Remove Surge Protector Proposed Replace Surge Protector Removed Surge Protector Temporary Unknown Abandoned Unknown Existing Unknown Existing with change Unknown Inactive Unknown Proposed Abandon Unknown Proposed Install Unknown Proposed Relocate Unknown Proposed Remove Unknown Proposed Replace Unknown Removed Unknown Temporary Wave Trap Abandoned Wave Trap Existing Wave Trap Existing with change Wave Trap Inactive Wave Trap Proposed Abandon Wave Trap Proposed Install Wave Trap Proposed Relocate Wave Trap Proposed Remove Wave Trap Proposed Replace Wave Trap Removed Wave Trap Temporary | NA | No | 10
Equipment | eo_protective_eqpt_inst | Protective Equipment Installation | markers | Markers | dd_join_field | No | Marker | M:N | No |  | NA | No | 20
Equipment | eo_protective_eqpt_inst | Protective Equipment Installation | installation_group | Installation Group | dd_join_field | No | Installation Group | 0:N | No |  | NA | No | 20
Equipment | eo_protective_eqpt_inst | Protective Equipment Installation | tp_data_collected_by | Data Collected By | dd_phys_field | No | No | No | No |  | ds_char16_vector | No | 32
Equipment | eo_protective_eqpt_inst | Protective Equipment Installation | id | Id | dd_phys_field | No | No | No | No |  | integer | Yes | 10
Equipment | eo_protective_eqpt_inst | Protective Equipment Installation | tp_work_order_id | Work Order ID | dd_phys_field | No | No | No | No |  | ds_char16_vector | No | 62
Equipment | eo_protective_eqpt_inst | Protective Equipment Installation | circuit_id | Circuit ID | dd_derived_field | No | No | No | No |  | ds_char16_vector | No | 12
Equipment | eo_protective_eqpt_inst | Protective Equipment Installation | tp_sub_division_code | Sub Division Code | dd_phys_field | No | No | No | Yes | 0 1 2 3 4 5 6 Unknown | NA | No | 10
Equipment | eo_protective_eqpt_inst | Protective Equipment Installation | tp_feeder_name | Feeder Name | dd_phys_field | No | No | No | No |  | ds_char16_vector | No | 32
Equipment | eo_protective_eqpt_inst | Protective Equipment Installation | circuit_and_section_boundary | Circuit/Section Boundary | dd_join_field | No | Circuit | M:N | No |  | NA | No | 20
Equipment | eo_protective_eqpt_inst | Protective Equipment Installation | tp_sap_functional_location | SAP Functional Location | dd_phys_field | No | No | No | No |  | ds_char16_vector | No | 32
Equipment | eo_protective_eqpt_inst | Protective Equipment Installation | scada_control_id | SCADA Control ID | dd_phys_field | No | No | No | No |  | ds_char16_vector | No | 12
Equipment | eo_protective_eqpt_inst | Protective Equipment Installation | tp_time_of_data_collection | Time of data collection | dd_phys_field | No | No | No | No |  | ds_char16_vector | No | 32
Equipment | eo_protective_eqpt_inst | Protective Equipment Installation | future_phasing | Future Phasing | dd_derived_field | No | No | No | Yes | A AB ABC ABCN ABCNE ABN ABNE AC ACB ACBN ACN ACNE AN ANE B BA BAC BACN BAN BC BCA BCAN BCN BCNE BN BNE BR C CA CAB CABN CAN CB CBA CBAN CBN CN CNE Earth Neutral Neutral-Earth Not Applicable R RB RY RYB RYBN Static Unknown Y YB | NA | No | 10
Equipment | eo_protective_eqpt_inst | Protective Equipment Installation | tp_migration_unique_id | Migration Unique Id | dd_phys_field | No | No | No | No |  | ds_char16_vector | No | 32
Equipment | eo_protective_eqpt_inst | Protective Equipment Installation | tp_locality | Locality | dd_phys_field | No | No | No | No |  | ds_char16_vector | No | 32
Equipment | eo_protective_eqpt_inst | Protective Equipment Installation | scada_monitor_id | SCADA Monitor ID | dd_phys_field | No | No | No | No |  | ds_char16_vector | No | 12
Equipment | eo_protective_eqpt_inst | Protective Equipment Installation | name | Name | dd_phys_field | No | No | No | No |  | ds_char16_vector | No | 64
Equipment | eo_protective_eqpt_inst | Protective Equipment Installation | alias | Alias | dd_phys_field | No | No | No | No |  | ds_char16_vector | No | 64
Equipment | eo_protective_eqpt_inst | Protective Equipment Installation | status | Lifecycle Status | dd_phys_field | No | No | No | Yes | Abandoned Existing Inactive Proposed Abandon Proposed Install Proposed Relocate Proposed Remove Proposed Replace Removed Temporary | NA | Yes | 10
Equipment | eo_protective_eqpt_inst | Protective Equipment Installation | circuit_and_section | Circuit/Section | dd_join_field | No | Circuit | M:N | No |  | NA | No | 20
Equipment | eo_protective_eqpt_inst | Protective Equipment Installation | annotation | Annotation | dd_geom_field | text | No | No | No |  | NA | No | 10
Equipment | eo_protective_eqpt_inst | Protective Equipment Installation | tp_cyme_id | CYME Id | dd_phys_field | No | No | No | No |  | ds_char16_vector | No | 32
Equipment | eo_protective_eqpt_inst | Protective Equipment Installation | annotation_lv | LV Annotation | dd_geom_field | text | No | No | No |  | NA | No | 10
Equipment | eo_protective_eqpt_inst | Protective Equipment Installation | owner_name | Owner Name | dd_phys_field | No | No | No | Yes | Cable Company Customer Electric Utility Telephone Company Unknown | NA | No | 10
Equipment | eo_protective_eqpt_inst | Protective Equipment Installation | circuit_id2 | Circuit ID2 | dd_derived_field | No | No | No | No |  | ds_char16_vector | No | 12
Equipment | eo_protective_eqpt_inst | Protective Equipment Installation | remarks_id | remarks_id | dd_phys_field | No | No | No | No |  | integer | Yes | 10
Equipment | eo_protective_eqpt_inst | Protective Equipment Installation | tp_road_name | Road Name | dd_phys_field | No | No | No | No |  | ds_char16_vector | No | 32
Equipment | eo_protective_eqpt_inst | Protective Equipment Installation | feeding_section | Feeding Section | dd_join_field | No | Circuit Section | M:N | No |  | NA | No | 20
Equipment | eo_protective_eqpt_inst | Protective Equipment Installation | tp_sap_id | SAP ID | dd_phys_field | No | No | No | No |  | ds_char16_vector | No | 32
Equipment | eo_protective_eqpt_inst | Protective Equipment Installation | dac | Distribution Automation Controller | dd_join_field | No | Distribution Automation Controller | 0:N | No |  | NA | No | 20
Equipment | eo_protective_eqpt_inst | Protective Equipment Installation | location_mv | MV Location | dd_geom_field | point | No | No | No |  | NA | No | 10
Equipment | eo_protective_eqpt_inst | Protective Equipment Installation | future_phases | Future Phases | dd_join_field | No | Protective Equipment Future Phase | 1:n | No |  | NA | No | 20
Equipment | eo_protective_eqpt_inst | Protective Equipment Installation | tp_discharge_counter_operation | Discharge Counter Operation | dd_phys_field | No | No | No | No |  | float | No | 10
Equipment | eo_protective_eqpt_inst | Protective Equipment Installation | owner_type | Owner Type | dd_phys_field | No | No | No | Yes | Company Owned Customer Customer Owned Electric Utility-TPSODL Foreign Owned Other Utility Owned Unknown | NA | Yes | 16
Equipment | eo_protective_eqpt_inst | Protective Equipment Installation | network_type | Network Type | dd_phys_field | No | No | No | Yes | EHV HV LV MV Substation | NA | Yes | 10
Equipment | eo_protective_eqpt_inst | Protective Equipment Installation | tp_model_number | Model Number | dd_phys_field | No | No | No | No |  | ds_char16_vector | No | 32
Equipment | eo_protective_eqpt_inst | Protective Equipment Installation | bay | Bay | dd_join_field | No | Bay | 0:N | No |  | NA | No | 20
Equipment | eo_protective_eqpt_inst | Protective Equipment Installation | schematic_links | Schematic Links | dd_join_field | No | Schematic Link | M:N | No |  | NA | No | 20
Equipment | eo_protective_eqpt_inst | Protective Equipment Installation | tp_surveyor_remark_id | Tp Surveyor Remark Id | dd_phys_field | No | No | No | No |  | integer | No | 10
Equipment | eo_protective_eqpt_inst | Protective Equipment Installation | mounting | Mounting | dd_phys_field | No | No | No | Yes | Overhead Underground Unknown | NA | Yes | 10
Equipment | eo_protective_eqpt_inst | Protective Equipment Installation | existing_phasing | Existing Phasing | dd_derived_field | No | No | No | Yes | A AB ABC ABCN ABCNE ABN ABNE AC ACB ACBN ACN ACNE AN ANE B BA BAC BACN BAN BC BCA BCAN BCN BCNE BN BNE BR C CA CAB CABN CAN CB CBA CBAN CBN CN CNE Earth Neutral Neutral-Earth Not Applicable R RB RY RYB RYBN Static Unknown Y YB | NA | No | 10
Equipment | eo_protective_eqpt_inst | Protective Equipment Installation | tp_sub_division_name | Sub Division Name | dd_phys_field | No | No | No | Yes | Aska Balimela Balliguda Belaguntha Bhanjanagar-i Bhanjanagar-ii Bijipur Bijipur-Industrial Bissam Cuttack Boriguma Boudh Buguda Chatrapur Chikiti Digapahandi G Udayagiri Gopalpur Gumuda Gunupur Hinjilicut JESD-1 JESD-2 Kabisuryanagar Kanisi Kasinagar Khallikote Kodala Koraput Laxmipur Malkangiri Manmunda Mohana Nawarangpur Nuagam Papadahandi Paralakhemundi Phulbani Polasara Purushottampur R Udaygiri Rambha Raygada SDO-1 SDO-2 SDO-3 SDO-4 Sheragada Sorada Sunabeda Therubali Umarkote Unknown Uppalada | NA | No | 10
Equipment | eo_protective_eqpt_inst | Protective Equipment Installation | leader_line | Leader Line | dd_geom_field | simple_chain | No | No | No |  | NA | No | 10
Equipment | eo_protective_eqpt_inst | Protective Equipment Installation | schematic_nodes | Schematic Nodes | dd_join_field | No | Schematic Node | M:N | No |  | NA | No | 20
Equipment | eo_protective_eqpt_inst | Protective Equipment Installation | location_hv | HV Location | dd_geom_field | point | No | No | No |  | NA | No | 10
Equipment | eo_protective_eqpt_inst | Protective Equipment Installation | location_other | Other Location | dd_geom_field | point | No | No | No |  | NA | No | 10
Equipment | eo_protective_eqpt_inst | Protective Equipment Installation | remarks_annotation | Remarks Annotation | dd_geom_field | text | No | No | No |  | NA | No | 10
Equipment | eo_protective_eqpt_inst | Protective Equipment Installation | tp_sub_locality | Sub Locality | dd_phys_field | No | No | No | No |  | ds_char16_vector | No | 32
Equipment | eo_protective_eqpt_inst | Protective Equipment Installation | tp_insulating_base? | Insulating Base? | dd_phys_field | No | No | No | Yes | NA No Unknown Yes | NA | No | 10
Equipment | eo_protective_eqpt_inst | Protective Equipment Installation | tp_date_of_creation_in_gis | Date of Creation in GIS | dd_phys_field | No | No | No | No |  | ds_date | No | 10
Equipment | eo_protective_eqpt_inst | Protective Equipment Installation | tp_rated_discharge_current | Rated Discharge Current | dd_phys_field | No | No | No | No |  | float | No | 10
Equipment | eo_protective_eqpt_inst | Protective Equipment Installation | tp_indicator_type | Indicator Type | dd_phys_field | No | No | No | Yes | Flag LED NA Unknown | NA | No | 10
Equipment | eo_protective_eqpt_inst | Protective Equipment Installation | tp_ward_code | Ward Code | dd_phys_field | No | No | No | Yes | 0 1 2 3 4 5 6 Unknown | NA | No | 10
Equipment | eo_protective_eqpt_inst | Protective Equipment Installation | tp_fpi_communicable | FPI Communicable? | dd_phys_field | No | No | No | Yes | NA No Unknown Yes | NA | No | 10
Equipment | eo_protective_eqpt_inst | Protective Equipment Installation | annotation_other | Other Annotation | dd_geom_field | text | No | No | No |  | NA | No | 10
Equipment | eo_protective_eqpt_inst | Protective Equipment Installation | phase_context | Phase Context | dd_phys_field | No | No | No | Yes | Unknown | NA | Yes | 10
Equipment | eo_protective_eqpt_inst | Protective Equipment Installation | tp_data_updated_by_in_gis | Data Updated By in GIS | dd_phys_field | No | No | No | No |  | ds_char16_vector | No | 32
Equipment | eo_protective_eqpt_inst | Protective Equipment Installation | tp_date_of_last_updation_in_gis | Date Last Updated in GIS | dd_phys_field | No | No | No | No |  | ds_date | No | 10
Equipment | eo_dac | Distribution Automation Controller | remarks_id | Remarks Id | dd_phys_field | No | No | No | No |  | integer | No | 10
Equipment | eo_dac | Distribution Automation Controller | specification_description | Specification Description | dd_derived_field | No | No | No | No |  | ds_char16_vector | No | 10
Equipment | eo_dac | Distribution Automation Controller | location | Location | dd_geom_field | simple_point | No | No | No |  | NA | No | 10
Equipment | eo_dac | Distribution Automation Controller | owner_type | Owner Type | dd_phys_field | No | No | No | Yes | Company Owned Customer Customer Owned Electric Utility-TPSODL Foreign Owned Other Utility Owned Unknown | NA | Yes | 16
Equipment | eo_dac | Distribution Automation Controller | name | Name | dd_phys_field | No | No | No | No |  | ds_char16_vector | No | 64
Equipment | eo_dac | Distribution Automation Controller | bay | Bay | dd_join_field | No | Bay | 0:N | No |  | NA | No | 20
Equipment | eo_dac | Distribution Automation Controller | asset_id | Asset ID | dd_phys_field | No | No | No | No |  | ds_char16_vector | No | 36
Equipment | eo_dac | Distribution Automation Controller | manufacturer | Manufacturer | dd_phys_field | No | No | No | Yes | ABB Avon Bell Lumber Bentex Linger Switchgear Bharat Heavy Electricals Capital Meters ECE Elymer Electrics GEC Alsthom General Electric Genus Infrastructures Havells Himachal Energy Hpl Electric & Power Indotech Switchgear & Controls (Delhi) International Paper J.H. Baxter Jaipur Electronics Jnj Powercom Juvas Koppers L.D. McFarland Landis & Gyr Larsen & Toubro Montel Limited North Pacfic Lumber Oeser Other Palmohan Pole Star Powertech Secure Meter SquareD Stella-Jones Suzhou Power Meter Taylor Lumber Unknown Visiontek Westinghouse Weyerhaeuser ZEN | NA | No | 10
Equipment | eo_dac | Distribution Automation Controller | owner_name | Owner Name | dd_phys_field | No | No | No | Yes | Cable Company Customer Electric Utility Telephone Company Unknown | NA | No | 10
Equipment | eo_dac | Distribution Automation Controller | annotation | Annotation | dd_geom_field | text | No | No | No |  | NA | No | 10
Equipment | eo_dac | Distribution Automation Controller | date_installed | Date Installed | dd_phys_field | No | No | No | No |  | ds_date | No | 10
Equipment | eo_dac | Distribution Automation Controller | installation_group | Installation Group | dd_join_field | No | Installation Group | 0:N | No |  | NA | No | 20
Equipment | eo_dac | Distribution Automation Controller | status | Lifecycle Status | dd_phys_field | No | No | No | Yes | Abandoned Existing Inactive Proposed Abandon Proposed Install Proposed Relocate Proposed Remove Proposed Replace Removed Temporary | NA | Yes | 10
Equipment | eo_dac | Distribution Automation Controller | id | Id | dd_phys_field | No | No | No | No |  | integer | Yes | 10
Equipment | eo_dac | Distribution Automation Controller | equipment | Equipment | dd_join_field | No | 3-Winding Transformer Installation | 0:N | No |  | NA | No | 20
Equipment | eo_dac | Distribution Automation Controller | specification | Specification | dd_join_field | No | Distribution Automation Controller Spec | 0:n | No |  | NA | No | 20
Equipment | eo_dac | Distribution Automation Controller | alias | Alias | dd_phys_field | No | No | No | No |  | ds_char16_vector | No | 64
Equipment | eo_dac | Distribution Automation Controller | style_subcode | Style Subcode | dd_phys_field | No | No | No | Yes | Abandoned Existing Inactive Proposed Abandon Proposed Install Proposed Relocate Proposed Remove Proposed Replace Removed Temporary Unknown | NA | Yes | 10
Equipment | eo_dac | Distribution Automation Controller | device_type | Device Type | dd_phys_field | No | No | No | Yes | Unknown | NA | No | 10
Equipment | eo_dac | Distribution Automation Controller | control_setting | Control Setting | dd_join_field | No | DAC Control Setting | 0:n | No |  | NA | No | 20
Equipment | eo_dac | Distribution Automation Controller | leader_line | Leader Line | dd_geom_field | simple_chain | No | No | No |  | NA | No | 10
Equipment | eo_dac | Distribution Automation Controller | serial_number | Serial Number | dd_phys_field | No | No | No | No |  | ds_char16_vector | No | 20
Equipment | eo_dac | Distribution Automation Controller | remarks_annotation | Remarks Annotation | dd_geom_field | text | No | No | No |  | NA | No | 10
Equipment | eo_dac | Distribution Automation Controller | markers | Markers | dd_join_field | No | Marker | M:N | No |  | NA | No | 20
Equipment | eo_measuring_eqpt | Measuring Equipment | specification_description | Specification Description | dd_derived_field | No | No | No | No |  | ds_char16_vector | No | 10
Equipment | eo_measuring_eqpt | Measuring Equipment | past_phases | Past Phases | dd_join_field | No | Measuring Equipment Past Phase | 1:n | No |  | NA | No | 20
Equipment | eo_measuring_eqpt | Measuring Equipment | source_id | Source ID | dd_phys_field | No | No | No | No |  | integer | No | 10
Equipment | eo_measuring_eqpt | Measuring Equipment | tp_date_of_de_commissioning | Date of De-Commissioning | dd_phys_field | No | No | No | No |  | ds_date | No | 10
Equipment | eo_measuring_eqpt | Measuring Equipment | tp_rated_current | Rated Current | dd_phys_field | No | No | No | No |  | float | No | 10
Equipment | eo_measuring_eqpt | Measuring Equipment | tp_permitted_load | Permitted Load | dd_phys_field | No | No | No | No |  | integer | No | 10
Equipment | eo_measuring_eqpt | Measuring Equipment | specification | Specification | dd_join_field | No | Voltage Transformer Spec | 0:N | No |  | NA | No | 20
Equipment | eo_measuring_eqpt | Measuring Equipment | tp_number | Number | dd_phys_field | No | No | No | No |  | ds_char16_vector | No | 12
Equipment | eo_measuring_eqpt | Measuring Equipment | source_data | Source Data | dd_phys_field | No | No | No | No |  | ds_char16_vector | No | 6
Equipment | eo_measuring_eqpt | Measuring Equipment | alias | Alias | dd_phys_field | No | No | No | No |  | ds_char16_vector | No | 64
Equipment | eo_measuring_eqpt | Measuring Equipment | tp_security_factor | Security Factor | dd_phys_field | No | No | No | No |  | float | No | 10
Equipment | eo_measuring_eqpt | Measuring Equipment | tp_sub_type | Sub Type | dd_phys_field | No | No | No | Yes | Air Epoxy Cast Type Oil Unknown | NA | No | 10
Equipment | eo_measuring_eqpt | Measuring Equipment | date_manufactured | Date Manufactured | dd_phys_field | No | No | No | No |  | ds_date | No | 19
Equipment | eo_measuring_eqpt | Measuring Equipment | existing_installation | Existing Installation | dd_join_field | No | Measuring Equipment Installation | join_via | No |  | NA | No | 20
Equipment | eo_measuring_eqpt | Measuring Equipment | id | Id | dd_phys_field | No | No | No | No |  | integer | Yes | 10
Equipment | eo_measuring_eqpt | Measuring Equipment | tp_usage | Usage | dd_phys_field | No | No | No | Yes | Crossover Meter Feedeer Meter HV Consumer Meter LV Consumer Meter Others SS Metering SS Metering+Protection SS Protection Transformer Meter Unknown | NA | No | 10
Equipment | eo_measuring_eqpt | Measuring Equipment | remarks_id | Remarks Id | dd_phys_field | No | No | No | No |  | integer | Yes | 10
Equipment | eo_measuring_eqpt | Measuring Equipment | tp_date_of_commissioning | Date of Commissioning | dd_phys_field | No | No | No | No |  | ds_date | No | 10
Equipment | eo_measuring_eqpt | Measuring Equipment | date_acquired | Date Acquired | dd_phys_field | No | No | No | No |  | ds_date | No | 19
Equipment | eo_measuring_eqpt | Measuring Equipment | manufacturer | Manufacturer | dd_phys_field | No | No | No | Yes | ABB Avon Bell Lumber Bentex Linger Switchgear Bharat Heavy Electricals Capital Meters ECE Elymer Electrics GEC Alsthom General Electric Genus Infrastructures Havells Himachal Energy Hpl Electric & Power Indotech Switchgear & Controls (Delhi) International Paper J.H. Baxter Jaipur Electronics Jnj Powercom Juvas Koppers L.D. McFarland Landis & Gyr Larsen & Toubro Montel Limited North Pacfic Lumber Oeser Other Palmohan Pole Star Powertech Secure Meter SquareD Stella-Jones Suzhou Power Meter Taylor Lumber Unknown Visiontek Westinghouse Weyerhaeuser ZEN | NA | No | 10
Equipment | eo_measuring_eqpt | Measuring Equipment | device_type | Device Type | dd_phys_field | No | No | No | Yes | CTPT Unit Current Transformer Unknown Voltage Transformer | NA | Yes | 10
Equipment | eo_measuring_eqpt | Measuring Equipment | existing_phases | Existing Phases | dd_join_field | No | Measuring Equipment Existing Phase | 1:n | No |  | NA | No | 20
Equipment | eo_measuring_eqpt | Measuring Equipment | remarks_annotation | Remarks Annotation | dd_geom_field | text | No | No | No |  | NA | No | 10
Equipment | eo_measuring_eqpt | Measuring Equipment | future_phases | Future Phases | dd_join_field | No | Measuring Equipment Future Phase | 1:n | No |  | NA | No | 20
Equipment | eo_measuring_eqpt | Measuring Equipment | asset_id | Asset ID | dd_phys_field | No | No | No | No |  | ds_char16_vector | No | 36
Equipment | eo_measuring_eqpt | Measuring Equipment | tp_rated_voltage | Rated Voltage | dd_phys_field | No | No | No | No |  | float | No | 10
Equipment | eo_measuring_eqpt | Measuring Equipment | measurement_type | Measurement Type | dd_derived_field | No | No | No | Yes | Current Unknown Voltage | NA | No | 10
Equipment | eo_measuring_eqpt | Measuring Equipment | tp_migration_unique_id | Migration Unique Id | dd_phys_field | No | No | No | No |  | ds_char16_vector | No | 32
Equipment | eo_measuring_eqpt | Measuring Equipment | tp_ea_equipment_id | EA Equipment ID | dd_phys_field | No | No | No | No |  | ds_char16_vector | No | 32
Equipment | eo_measuring_eqpt | Measuring Equipment | tp_oil_quantity | Oil Quantity | dd_phys_field | No | No | No | No |  | float | No | 10
Equipment | eo_measuring_eqpt | Measuring Equipment | past_installation | Past Installation | dd_join_field | No | Measuring Equipment Installation | join_via | No |  | NA | No | 20
Equipment | eo_measuring_eqpt | Measuring Equipment | future_installation | Future Installation | dd_join_field | No | Measuring Equipment Installation | join_via | No |  | NA | No | 20
Equipment | eo_measuring_eqpt | Measuring Equipment | serial_number | Serial Number | dd_phys_field | No | No | No | No |  | ds_char16_vector | No | 10
Equipment | eo_protective_eqpt | Protective Equipment | specification_description | Specification Description | dd_derived_field | No | No | No | No |  | ds_char16_vector | No | 10
Equipment | eo_protective_eqpt | Protective Equipment | past_phases | Past Phases | dd_join_field | No | Protective Equipment Past Phase | 1:n | No |  | NA | No | 20
Equipment | eo_protective_eqpt | Protective Equipment | source_id | Source ID | dd_phys_field | No | No | No | No |  | integer | No | 10
Equipment | eo_protective_eqpt | Protective Equipment | tp_rated_current | Rated Current | dd_phys_field | No | No | No | No |  | float | No | 10
Equipment | eo_protective_eqpt | Protective Equipment | specification | Specification | dd_join_field | No | Protective Equipment Spec | 0:N | No |  | NA | No | 20
Equipment | eo_protective_eqpt | Protective Equipment | tp_number | Number | dd_phys_field | No | No | No | No |  | ds_char16_vector | No | 12
Equipment | eo_protective_eqpt | Protective Equipment | trip_current | Trip Current | dd_derived_field | No | No | No | No |  | float | No | 10
Equipment | eo_protective_eqpt | Protective Equipment | source_data | Source Data | dd_phys_field | No | No | No | No |  | ds_char16_vector | No | 6
Equipment | eo_protective_eqpt | Protective Equipment | tp_ea_eqipment_id | EA Equipment ID | dd_phys_field | No | No | No | No |  | ds_char16_vector | No | 32
Equipment | eo_protective_eqpt | Protective Equipment | alias | Alias | dd_phys_field | No | No | No | No |  | ds_char16_vector | No | 64
Equipment | eo_protective_eqpt | Protective Equipment | controller | Controller | dd_join_field | No | Protective Equipment Controller | 0:n | No |  | NA | No | 20
Equipment | eo_protective_eqpt | Protective Equipment | date_manufactured | Date Manufactured | dd_phys_field | No | No | No | No |  | ds_date | No | 19
Equipment | eo_protective_eqpt | Protective Equipment | tp_sub_type | Sub Type | dd_phys_field | No | No | No | Yes | Device Relays Electrolytic Arrester Electromagnetic Relays/FPI Expulsion Type Lightning Arrester Horn Gap Arrester Impulse Protective Gap Arrester Metal Oxide Lightning Arrester Multiple-Gap Arrester Numerical Relays/FPI Others Oxide Film Arrester Road Gap Arrester Solid State Relays/FPI Sphere Gap Arrester Thyrite Lightning Arrester Unknown | NA | No | 10
Equipment | eo_protective_eqpt | Protective Equipment | existing_installation | Existing Installation | dd_join_field | No | Protective Equipment Installation | join_via | No |  | NA | No | 20
Equipment | eo_protective_eqpt | Protective Equipment | id | Id | dd_phys_field | No | No | No | No |  | integer | Yes | 10
Equipment | eo_protective_eqpt | Protective Equipment | remarks_id | Remarks Id | dd_phys_field | No | No | No | No |  | integer | Yes | 10
Equipment | eo_protective_eqpt | Protective Equipment | date_acquired | Date Acquired | dd_phys_field | No | No | No | No |  | ds_date | No | 19
Equipment | eo_protective_eqpt | Protective Equipment | alias_description | Alias Description | dd_derived_field | No | No | No | No |  | ds_char16_vector | No | 255
Equipment | eo_protective_eqpt | Protective Equipment | device_type | Device Type | dd_phys_field | No | No | No | Yes | Arrester Carrier Control Fault Indicator Fault Locator Fault Pass Indicator Lightining Arrester Relay Resistor Series Reactor Surge Protector Unknown Wave Trap | NA | Yes | 10
Equipment | eo_protective_eqpt | Protective Equipment | existing_phases | Existing Phases | dd_join_field | No | Protective Equipment Existing Phase | 1:n | No |  | NA | No | 20
Equipment | eo_protective_eqpt | Protective Equipment | future_phases | Future Phases | dd_join_field | No | Protective Equipment Future Phase | 1:n | No |  | NA | No | 20
Equipment | eo_protective_eqpt | Protective Equipment | asset_id | Asset ID | dd_phys_field | No | No | No | No |  | ds_char16_vector | No | 36
Equipment | eo_protective_eqpt | Protective Equipment | remarks_annotation | Remarks Annotation | dd_geom_field | text | No | No | No |  | NA | No | 10
Equipment | eo_protective_eqpt | Protective Equipment | tp_date_of_last_maintenance | Date of Last Maintenance | dd_phys_field | No | No | No | No |  | ds_date | No | 10
Equipment | eo_protective_eqpt | Protective Equipment | trip_voltage | Trip Voltage | dd_derived_field | No | No | No | No |  | float | No | 10
Equipment | eo_protective_eqpt | Protective Equipment | tp_material | Material | dd_phys_field | No | No | No | Yes | Anti-Rust FPI Corrosion Resistant FPI Gold Plating-Relay Hard Silver-Relay NA Polymer-LA Porcelain-LA Silver Cadmium Oxide-Relay Silver Nickel-Relay Silver Tin Oxide-Relay UV Resistant FPI Unknown | NA | No | 10
Equipment | eo_protective_eqpt | Protective Equipment | tp_migration_unique_id | Migration Unique Id | dd_phys_field | No | No | No | No |  | ds_char16_vector | No | 32
Equipment | eo_protective_eqpt | Protective Equipment | manufacturer | Manufacturer | dd_phys_field | No | No | No | Yes | ABB Avon Bell Lumber Bentex Linger Switchgear Bharat Heavy Electricals Capital Meters ECE Elymer Electrics GEC Alsthom General Electric Genus Infrastructures Havells Himachal Energy Hpl Electric & Power Indotech Switchgear & Controls (Delhi) International Paper J.H. Baxter Jaipur Electronics Jnj Powercom Juvas Koppers L.D. McFarland Landis & Gyr Larsen & Toubro Montel Limited North Pacfic Lumber Oeser Other Palmohan Pole Star Powertech Secure Meter SquareD Stella-Jones Suzhou Power Meter Taylor Lumber Unknown Visiontek Westinghouse Weyerhaeuser ZEN | NA | No | 10
Equipment | eo_protective_eqpt | Protective Equipment | tp_earthing? | Earthing? | dd_phys_field | No | No | No | Yes | NA No Unknown Yes | NA | No | 10
Equipment | eo_protective_eqpt | Protective Equipment | protection_type | Protection Type | dd_derived_field | No | No | No | Yes | Buckholtz Current Differential Protection Distance Protection Earth Fault Fault Indication Master Trip OTI Over Current Surge Protection Under Frequency Under Voltage Unknown Voltage WTI | NA | No | 9
Equipment | eo_protective_eqpt | Protective Equipment | past_installation | Past Installation | dd_join_field | No | Protective Equipment Installation | join_via | No |  | NA | No | 20
Equipment | eo_protective_eqpt | Protective Equipment | future_installation | Future Installation | dd_join_field | No | Protective Equipment Installation | join_via | No |  | NA | No | 20
Equipment | eo_protective_eqpt | Protective Equipment | serial_number | Serial Number | dd_phys_field | No | No | No | No |  | ds_char16_vector | No | 20
Equipment | eo_service_point | Service Point | transformer | Transformer | dd_join_field | No | 3-Winding Transformer Installation | 0:N | No |  | NA | No | 20
Equipment | eo_service_point | Service Point | annotation | Annotation | dd_geom_field | text | No | No | No |  | NA | No | 10
Equipment | eo_service_point | Service Point | network_type | Network Type | dd_phys_field | No | No | No | Yes | EHV HV LV MV Substation | NA | Yes | 10
Equipment | eo_service_point | Service Point | location_other | Other Location | dd_geom_field | point | No | No | No |  | NA | No | 10
Equipment | eo_service_point | Service Point | remarks_annotation_id | Remarks Annotation Id | dd_phys_field | No | No | No | No |  | integer | Yes | 10
Equipment | eo_service_point | Service Point | tp_time_of_data_collection | Time of data collection | dd_phys_field | No | No | No | No |  | ds_char16_vector | No | 32
Equipment | eo_service_point | Service Point | status | Lifecycle Status | dd_phys_field | No | No | No | Yes | Abandoned Existing Inactive Proposed Abandon Proposed Install Proposed Relocate Proposed Remove Proposed Replace Removed Temporary | NA | Yes | 10
Equipment | eo_service_point | Service Point | tp_circle_code | Circle Code | dd_phys_field | No | No | No | Yes | 0 21 29 31 34 35 71 Unknown | NA | No | 10
Equipment | eo_service_point | Service Point | tp_section_name | Section Name | dd_phys_field | No | No | No | Yes | Eso Adava Eso Ambapua Eso Aska-1 Eso B Singipur Eso Badagada Eso Baipariguda Eso Balimela Eso Balipadar Eso Balisira Eso Balliguda Eso Bandhugaon Eso Baunsuni Eso Beguniapada Eso Belaguntha Eso Bhejiput Eso Bissam Ctc Eso Bomakei Eso Boriguma Eso Boudh Eso Budhamba Eso Buguda Eso Chandahandi Eso Chandragiri Eso Chatrapur-i Eso Chatrapur-ii Eso Chikiti Eso Chirikipada Eso Dabugam Eso Daringibadi Eso Dharakote Eso Digapahandi Eso E S O-i Eso E S O-ii Eso E.s.o.no.1 Eso E.s.o.no.2 Eso E.s.o.no.3 Eso G.nuagam-2 Eso G.udayagiri Eso Gandhinagar Eso Ganjam Eso Garabandha Eso Golanthara Eso Gopalpur Eso Gudari Eso Gumma Eso Gumuda Eso Gunupur Eso Gunupur Rural Eso Head Quarter Eso Hinjilicut Eso J N Prasad Eso J.k.pur Eso Jagapur Eso Jharigam Eso Jyp No.1 Eso Jyp No.2 Eso Jyp No.3 Eso K B Pur Eso K S Nagar Eso Kakiriguma Eso Kalimela Eso Kanchuru Eso Kanisi Eso Kanteipally Eso Kasinagar Eso Kasipur Eso Keshpur Eso Khajuripada Eso Khajuripada-i Eso Khallikote Eso Kodala Eso Konkarada Eso Koraput Sec-i Eso Koraput Sec-ii Eso Kosagumuda Eso Kotpad Eso Kukudakhandi Eso Kundra Eso Lanjipally Eso Lathi Eso Laxmipur Eso Luchapada Eso Malkangiri Eso Malud Eso Manamunda Eso Mathili Eso Medical Eso Mohana Eso Muniguda Eso Nabarangpur Eso Nabarangpur Rural Eso Nandapur Eso Nuagam-1 Eso Nuagam-2 Eso Nuapada Eso P S Pur Eso Padmapur Eso Papadahandi Eso Paralakhemundi Eso Parlakhemundi Rural Eso Patrapur Eso Pattangi Eso Pattapur Eso Phiringia Eso Phulbani Eso Pitala Eso Polosara Eso Pudamari Eso Purunakatak Eso R.Udaygiri Eso Raigada Eso Raighar Eso Raikia Eso Rambha Eso Ramnaguda Eso Randhapalli Eso Rayagada Rural Eso Rayagada-1 Eso Rayagada-2 Eso Sheragada Eso Sikarpai Eso Similiguda Eso Soroda Eso Sunabeda Eso Surangi Eso T Khunti Eso Taratarini Eso Therubali Eso Tikabali Eso Tilisingi Eso Tumudibandha Eso Umerkote Eso University Eso Upalada Unknown | NA | No | 10
Equipment | eo_service_point | Service Point | tp_landmark | Landmark | dd_phys_field | No | No | No | No |  | ds_char16_vector | No | 32
Equipment | eo_service_point | Service Point | phasing | Phasing | dd_phys_field | No | No | No | Yes | A AB ABC ABCN ABCNE ABN ABNE AC ACB ACBN ACN ACNE AN ANE B BA BAC BACN BAN BC BCA BCAN BCN BCNE BN BNE BR C CA CAB CABN CAN CB CBA CBAN CBN CN CNE Earth Neutral Neutral-Earth Not Applicable R RB RY RYB RYBN Static Unknown Y YB | NA | Yes | 9
Equipment | eo_service_point | Service Point | tp_ea_equipment_id | EA Equipment ID | dd_phys_field | No | No | No | No |  | ds_char16_vector | No | 32
Equipment | eo_service_point | Service Point | tp_data_collected_by | Data Collected By | dd_phys_field | No | No | No | No |  | ds_char16_vector | No | 32
Equipment | eo_service_point | Service Point | tp_group_with | Group With | dd_phys_field | No | No | No | Yes | DSS Feeder(Incoming/Outgoing) GSS HV Consumer PSS Pole Switchgear Unknown | NA | No | 10
Equipment | eo_service_point | Service Point | markers | Markers | dd_join_field | No | Marker | M:N | No |  | NA | No | 20
Equipment | eo_service_point | Service Point | tp_sanctioned_load | Sanctioned Load | dd_phys_field | No | No | No | No |  | integer | No | 10
Equipment | eo_service_point | Service Point | annotation_sub | Sub Annotation | dd_geom_field | text | No | No | No |  | NA | No | 10
Equipment | eo_service_point | Service Point | tp_scada_monitor_id | SCADA Monitor ID | dd_phys_field | No | No | No | No |  | ds_char16_vector | No | 12
Equipment | eo_service_point | Service Point | annotation_other | Other Annotation | dd_geom_field | text | No | No | No |  | NA | No | 10
Equipment | eo_service_point | Service Point | actual_count | Actual Count | dd_derived_field | No | No | No | No |  | integer | No | 10
Equipment | eo_service_point | Service Point | connection_type | Connection Type | dd_phys_field | No | No | No | Yes | Commercial EV Charging Mixed Use Multi-Occupancy Other Photovoltaic Residential Street Furniture Unknown Unmetered Wind | NA | No | 10
Equipment | eo_service_point | Service Point | gen_capacity | Generation Capacity | dd_phys_field | No | No | No | No |  | float | No | 10
Equipment | eo_service_point | Service Point | tp_sub_mounting | Sub Mounting | dd_phys_field | No | No | No | Yes | Basement Elevated Joist Kiosk Lattice Welded Others PCC Pole Panel Mounted Platform Mounted Plinth Pole Rail Steel Tubular Pole Stilt Mounted Tower Unknown | NA | No | 10
Equipment | eo_service_point | Service Point | location_lv | LV Location | dd_geom_field | point | No | No | No |  | NA | No | 10
Equipment | eo_service_point | Service Point | tp_company_id | Company ID | dd_phys_field | No | No | No | No |  | ds_char16_vector | No | 32
Equipment | eo_service_point | Service Point | tp_road_name | Road Name | dd_phys_field | No | No | No | No |  | ds_char16_vector | No | 32
Equipment | eo_service_point | Service Point | tp_migration_unique_id | Migration Unique Id | dd_phys_field | No | No | No | No |  | ds_char16_vector | No | 32
Equipment | eo_service_point | Service Point | location_hv | HV Location | dd_geom_field | point | No | No | No |  | NA | No | 10
Equipment | eo_service_point | Service Point | max_gen_capacity | Max Generation Capacity | dd_derived_field | No | No | No | No |  | float | No | 10
Equipment | eo_service_point | Service Point | tp_date_of_data_collection | Date of Data collection | dd_phys_field | No | No | No | No |  | ds_date | No | 10
Equipment | eo_service_point | Service Point | annotation_lv | LV Annotation | dd_geom_field | text | No | No | No |  | NA | No | 10
Equipment | eo_service_point | Service Point | tp_city | City | dd_phys_field | No | No | No | Yes | Others Unknown | NA | No | 10
Equipment | eo_service_point | Service Point | location_sub | Sub Location | dd_geom_field | point | No | No | No |  | NA | No | 10
Equipment | eo_service_point | Service Point | usage | Usage | dd_derived_field | No | No | No | Yes | Both Demand Generation Unknown | NA | No | 10
Equipment | eo_service_point | Service Point | tp_date_of_last_maint | Date of Last Maintenance | dd_phys_field | No | No | No | No |  | ds_date | No | 10
Equipment | eo_service_point | Service Point | tp_consumer_number | Consumer Number | dd_phys_field | No | No | No | No |  | ds_char16_vector | No | 40
Equipment | eo_service_point | Service Point | tp_cyme_id | CYME Id | dd_phys_field | No | No | No | No |  | ds_char16_vector | No | 32
Equipment | eo_service_point | Service Point | location_mv | MV Location | dd_geom_field | point | No | No | No |  | NA | No | 10
Equipment | eo_service_point | Service Point | tp_section_code | Section Code | dd_phys_field | No | No | No | Yes | 0 1 2 3 4 5 6 Unknown | NA | No | 10
Equipment | eo_service_point | Service Point | tp_tariff_category | Tariff Category | dd_phys_field | No | No | No | Yes | Agriculture DOM GP Industrial KTJ Public Utility SPP Unknown | NA | Yes | 10
Equipment | eo_service_point | Service Point | tp_surveyor_remark_id | Tp Surveyor Remark Id | dd_phys_field | No | No | No | No |  | integer | No | 10
Equipment | eo_service_point | Service Point | tp_division_code | Division Code | dd_phys_field | No | No | No | Yes | 0 1 2 3 4 5 6 Unknown | NA | No | 10
Equipment | eo_service_point | Service Point | default_class | Default Class | dd_phys_field | No | No | No | Yes | Commercial Type 1 Commercial Type 2 Industrial Other Residential Type 1 Residential Type 2 Residential Type 3 Residential Type 4 Traffic Signal Unknown | NA | No | 10
Equipment | eo_service_point | Service Point | tp_sub_locality | Sub Locality | dd_phys_field | No | No | No | No |  | ds_char16_vector | No | 32
Equipment | eo_service_point | Service Point | circuit_id | Circuit ID | dd_derived_field | No | No | No | No |  | ds_char16_vector | No | 10
Equipment | eo_service_point | Service Point | remarks_id | Remarks Id | dd_phys_field | No | No | No | No |  | integer | Yes | 10
Equipment | eo_service_point | Service Point | service_connections | Service Connections | dd_join_field | No | Service Connection | 1:n | No |  | NA | No | 20
Equipment | eo_service_point | Service Point | phase_context | Phase Context | dd_phys_field | No | No | No | Yes | Unknown | NA | Yes | 10
Equipment | eo_service_point | Service Point | installation_group | Installation Group | dd_join_field | No | Installation Group | 0:N | No |  | NA | No | 20
Equipment | eo_service_point | Service Point | tp_address | Address | dd_phys_field | No | No | No | No |  | ds_char16_vector | No | 32
Equipment | eo_service_point | Service Point | tp_function | Function | dd_phys_field | No | No | No | Yes | EHV Consumer HV Consumer LV Consumer Others Unknown | NA | No | 10
Equipment | eo_service_point | Service Point | expected_count | Expected Count | dd_phys_field | No | No | No | No |  | integer | No | 10
Equipment | eo_service_point | Service Point | tp_locality | Locality | dd_phys_field | No | No | No | No |  | ds_char16_vector | No | 32
Equipment | eo_service_point | Service Point | tp_ward_code | Ward Code | dd_phys_field | No | No | No | Yes | 0 1 2 3 4 5 6 Unknown | NA | No | 10
Equipment | eo_service_point | Service Point | annotation_string | Annotation String | dd_derived_field | No | No | No | No |  | ds_char16_vector | No | 10
Equipment | eo_service_point | Service Point | tp_sub_division_code | Sub Division Code | dd_phys_field | No | No | No | Yes | 0 1 2 3 4 5 6 Unknown | NA | No | 10
Equipment | eo_service_point | Service Point | tp_maximum_demand | Maximum Demand | dd_phys_field | No | No | No | No |  | float | No | 10
Equipment | eo_service_point | Service Point | tp_circle_name | Circle Name | dd_phys_field | No | No | No | Yes | Aska Berhampur Bhanjanagar City City Circle Jeypore Rayagada Raygada Unknown | NA | No | 10
Equipment | eo_service_point | Service Point | nominal_voltage_pp | Nominal Voltage (P-P) | dd_phys_field | No | No | No | Yes | 0.000 V 110.000 V 120.000 V 208.000 V 220.000 V 230.000 V 240.000 V 415.000 V 2.400 kV 4.160 kV 6.600 kV 8.000 kV 11.000 kV 12.470 kV 23.900 kV 33.000 kV 66.000 kV 115.000 kV 132.000 kV 220.000 kV 433.000 kV | NA | No | 10
Equipment | eo_service_point | Service Point | tp_building_reference_number | Building Reference Number | dd_phys_field | No | No | No | No |  | ds_char16_vector | No | 40
Equipment | eo_service_point | Service Point | circuit_source_stopper | Circuit Source/Stopper | dd_join_field | No | Circuit Source | 0:00 | No |  | NA | No | 20
Equipment | eo_service_point | Service Point | style_subcode | Style Subcode | dd_phys_field | No | No | No | Yes | False Abandoned False Existing False Inactive False Proposed Abandon False Proposed Install False Proposed Relocate False Proposed Remove False Proposed Replace False Removed False Temporary True Abandoned True Existing True Inactive True Proposed Abandon True Proposed Install True Proposed Relocate True Proposed Remove True Proposed Replace True Removed True Temporary | NA | No | 10
Equipment | eo_service_point | Service Point | tp_dt_of_lst_updatn_in_gis | Date Last Updated in GIS | dd_phys_field | No | No | No | No |  | ds_date | No | 10
Equipment | eo_service_point | Service Point | circuit_and_section | Circuit/Section | dd_join_field | No | Circuit | M:N | No |  | NA | No | 20
Equipment | eo_service_point | Service Point | bay | Bay | dd_join_field | No | Bay | 0:N | No |  | NA | No | 20
Equipment | eo_service_point | Service Point | annotation_mv | MV Annotation | dd_geom_field | text | No | No | No |  | NA | No | 10
Equipment | eo_service_point | Service Point | owner_name | Owner Name | dd_phys_field | No | No | No | Yes | Cable Company Customer Electric Utility Telephone Company Unknown | NA | No | 10
Equipment | eo_service_point | Service Point | tp_mounting | Mounting | dd_phys_field | No | No | No | Yes | Overhead Underground Unknown | NA | No | 10
Equipment | eo_service_point | Service Point | owner_type | Owner Type | dd_phys_field | No | No | No | Yes | Company Owned Customer Customer Owned Electric Utility-TPSODL Foreign Owned Other Utility Owned Unknown | NA | Yes | 10
Equipment | eo_service_point | Service Point | circuit_and_section_boundary | Circuit/Section Boundary | dd_join_field | No | Circuit | M:N | No |  | NA | No | 20
Equipment | eo_service_point | Service Point | feeding_section | Feeding Section | dd_join_field | No | Circuit Section | M:N | No |  | NA | No | 20
Equipment | eo_service_point | Service Point | tp_work_order_id | Work Order ID | dd_phys_field | No | No | No | No |  | ds_char16_vector | No | 64
Equipment | eo_service_point | Service Point | tp_sub_division_name | Sub Division Name | dd_phys_field | No | No | No | Yes | Aska Balimela Balliguda Belaguntha Bhanjanagar-i Bhanjanagar-ii Bijipur Bijipur-Industrial Bissam Cuttack Boriguma Boudh Buguda Chatrapur Chikiti Digapahandi G Udayagiri Gopalpur Gumuda Gunupur Hinjilicut JESD-1 JESD-2 Kabisuryanagar Kanisi Kasinagar Khallikote Kodala Koraput Laxmipur Malkangiri Manmunda Mohana Nawarangpur Nuagam Papadahandi Paralakhemundi Phulbani Polasara Purushottampur R Udaygiri Rambha Raygada SDO-1 SDO-2 SDO-3 SDO-4 Sheragada Sorada Sunabeda Therubali Umarkote Unknown Uppalada | NA | No | 10
Equipment | eo_service_point | Service Point | id | Id | dd_phys_field | No | No | No | No |  | integer | Yes | 10
Equipment | eo_service_point | Service Point | tp_feeder_name | Feeder Name | dd_phys_field | No | No | No | No |  | ds_char16_vector | No | 64
Equipment | eo_service_point | Service Point | critical_customers | Critical Customers | dd_derived_field | No | No | No | Yes | No Unknown Yes | NA | No | 10
Equipment | eo_service_point | Service Point | alias | Alias | dd_phys_field | No | No | No | No |  | ds_char16_vector | No | 64
Equipment | eo_service_point | Service Point | tp_data_updated_by_in_gis | Data Updated By in GIS | dd_phys_field | No | No | No | No |  | ds_char16_vector | No | 32
Equipment | eo_service_point | Service Point | tp_cyme_substation_code | CYME Substation Code | dd_phys_field | No | No | No | No |  | ds_char16_vector | No | 32
Equipment | eo_service_point | Service Point | location | Location | dd_geom_field | point | No | No | No |  | NA | No | 10
Equipment | eo_service_point | Service Point | tp_division_name | Division Name | dd_phys_field | No | No | No | Yes | Aska-1 Aska-2 Berhampur Division-1 Berhampur Division-2 Berhampur Division-3 Bhanjanagar Boudh Ganjam North Ganjam South Gunupur Hinjilicut Jeypore Koraput Malkangiri Nawarangpur Paralakhemundi Phulbani Purushottampur Raygada Unknown | NA | No | 10
Equipment | eo_service_point | Service Point | leader_line | Leader Line | dd_geom_field | simple_chain | No | No | No |  | NA | No | 10
Equipment | eo_service_point | Service Point | tp_pin_code | Pin Code | dd_phys_field | No | No | No | No |  | integer | No | 10
Equipment | eo_service_point | Service Point | annotation_hv | HV Annotation | dd_geom_field | text | No | No | No |  | NA | No | 10
Equipment | eo_service_point | Service Point | tp_scada_control_id | SCADA Control ID | dd_phys_field | No | No | No | No |  | ds_char16_vector | No | 32
Equipment | eo_service_point | Service Point | tp_date_of_crtn_in_gis | Date of Creation in GIS | dd_phys_field | No | No | No | No |  | ds_date | No | 10
Equipment | eo_service_point | Service Point | remarks_annotation | Remarks Annotation | dd_geom_field | text | No | No | No |  | NA | No | 10
Equipment | eo_service_connection | Service Connection | tp_circle_name | Circle Name | dd_phys_field | No | No | No | Yes | Aska Berhampur Bhanjanagar City City Circle Jeypore Rayagada Raygada Unknown | NA | No | 10
Equipment | eo_service_connection | Service Connection | cis_profile_class | Profile Class | dd_derived_field | No | No | No | Yes | Commercial Type 1 Commercial Type 2 Industrial Other Residential Type 1 Residential Type 2 Residential Type 3 Residential Type 4 Traffic Signal Unknown | NA | No | 10
Equipment | eo_service_connection | Service Connection | tp_owner_name | Owner Name | dd_phys_field | No | No | No | No |  | ds_char16_vector | No | 120
Equipment | eo_service_connection | Service Connection | tp_serial_number | Meter Serial No | dd_phys_field | No | No | No | No |  | ds_char16_vector | No | 32
Equipment | eo_service_connection | Service Connection | tp_locality | Locality | dd_phys_field | No | No | No | No |  | ds_char16_vector | No | 32
Equipment | eo_service_connection | Service Connection | tp_date_of_data_collection | Date of Data collection | dd_phys_field | No | No | No | No |  | ds_char16_vector | No | 32
Equipment | eo_service_connection | Service Connection | tp_customer_name | Customer Name | dd_phys_field | No | No | No | No |  | ds_char16_vector | No | 32
Equipment | eo_service_connection | Service Connection | tp_flat_no | Flat No | dd_phys_field | No | No | No | No |  | integer | No | 10
Equipment | eo_service_connection | Service Connection | tp_road_name | Road Name | dd_phys_field | No | No | No | No |  | ds_char16_vector | No | 32
Equipment | eo_service_connection | Service Connection | tp_sub_division_code | Sub Division Code | dd_phys_field | No | No | No | Yes | 0 1 2 3 4 5 6 Unknown | NA | No | 10
Equipment | eo_service_connection | Service Connection | tp_sap_functional_location | SAP Functional Location | dd_phys_field | No | No | No | No |  | ds_char16_vector | No | 32
Equipment | eo_service_connection | Service Connection | tp_payment_due | Payment Due (Rs.) | dd_phys_field | No | No | No | No |  | integer | No | 10
Equipment | eo_service_connection | Service Connection | tp_phase_connection | Phase Connection | dd_phys_field | No | No | No | Yes | A AB ABC ABCN ABCNE ABN ABNE AC ACB ACBN ACN ACNE AN ANE B BA BAC BACN BAN BC BCA BCAN BCN BCNE BN BNE BR C CA CAB CABN CAN CB CBA CBAN CBN CN CNE Earth Neutral Neutral-Earth Not Applicable R RB RY RYB RYBN Static Unknown Y YB | NA | Yes | 10
Equipment | eo_service_connection | Service Connection | tp_owner_type | Owner Type | dd_phys_field | No | No | No | Yes | Company Owned Customer Customer Owned Electric Utility-TPSODL Foreign Owned Other Utility Owned Unknown | NA | No | 10
Equipment | eo_service_connection | Service Connection | tp_date_of_last_updation_in_gis | Date Last Updated in GIS | dd_phys_field | No | No | No | No |  | ds_date | No | 10
Equipment | eo_service_connection | Service Connection | tp_theft? | Theft? | dd_phys_field | No | No | No | Yes | NA No Unknown Yes | NA | No | 10
Equipment | eo_service_connection | Service Connection | tp_max_load_for_last_month | Max Load for Last Month | dd_phys_field | No | No | No | No |  | integer | No | 10
Equipment | eo_service_connection | Service Connection | tp_date_of_bill_payement | Date of Bill Payement | dd_phys_field | No | No | No | No |  | ds_date | No | 10
Equipment | eo_service_connection | Service Connection | tp_scada_monitor_id | SCADA Monitor ID | dd_phys_field | No | No | No | No |  | ds_char16_vector | No | 32
Equipment | eo_service_connection | Service Connection | tp_phase_connection_in_fg | Phase Connection in FG | dd_phys_field | No | No | No | Yes | A AB ABC ABCN ABCNE ABN ABNE AC ACB ACBN ACN ACNE AN ANE B BA BAC BACN BAN BC BCA BCAN BCN BCNE BN BNE BR C CA CAB CABN CAN CB CBA CBAN CBN CN CNE Earth Neutral Neutral-Earth Not Applicable R RB RY RYB RYBN Static Unknown Y YB | NA | Yes | 10
Equipment | eo_service_connection | Service Connection | tp_category | Category | dd_phys_field | No | No | No | Yes | Agriculture DOM GP Industrial KTJ Public Utility SPP Unknown | NA | No | 10
Equipment | eo_service_connection | Service Connection | tp_peak_load | Peak Load | dd_phys_field | No | No | No | No |  | integer | No | 10
Equipment | eo_service_connection | Service Connection | tp_scada_control_id | SCADA Control ID | dd_phys_field | No | No | No | No |  | ds_char16_vector | No | 32
Equipment | eo_service_connection | Service Connection | tp_billing_status | Billing Status | dd_phys_field | No | No | No | Yes | Average billed Bounced cheque Not billed Provisional Billed Unknown | NA | No | 10
Equipment | eo_service_connection | Service Connection | tp_customer_mobile_number | Customer Mobile Number | dd_phys_field | No | No | No | No |  | ds_char16_vector | No | 32
Equipment | eo_service_connection | Service Connection | phasing | Phasing | dd_phys_field | No | No | No | Yes | A AB ABC ABCN ABCNE ABN ABNE AC ACB ACBN ACN ACNE AN ANE B BA BAC BACN BAN BC BCA BCAN BCN BCNE BN BNE BR C CA CAB CABN CAN CB CBA CBAN CBN CN CNE Earth Neutral Neutral-Earth Not Applicable R RB RY RYB RYBN Static Unknown Y YB | NA | No | 10
Equipment | eo_service_connection | Service Connection | tp_pin_code | Pin Code | dd_phys_field | No | No | No | No |  | integer | No | 10
Equipment | eo_service_connection | Service Connection | tp_building_reference_number | Building Reference Number | dd_phys_field | No | No | No | No |  | ds_char16_vector | No | 32
Equipment | eo_service_connection | Service Connection | tp_bill_shown | Bill Shown | dd_phys_field | No | No | No | Yes | NA No Unknown Yes | NA | No | 10
Equipment | eo_service_connection | Service Connection | tp_landmark | Landmark | dd_phys_field | No | No | No | No |  | ds_char16_vector | No | 32
Equipment | eo_service_connection | Service Connection | tp_sub_locality | Sub Locality | dd_phys_field | No | No | No | No |  | ds_char16_vector | No | 32
Equipment | eo_service_connection | Service Connection | tp_maximum_demand | Maximum Demand | dd_phys_field | No | No | No | No |  | float | No | 10
Equipment | eo_service_connection | Service Connection | tp_payment_due_date | Payment Due Date | dd_phys_field | No | No | No | No |  | ds_date | No | 10
Equipment | eo_service_connection | Service Connection | max_gen_capacity | Max Generation Capacity | dd_derived_field | No | No | No | No |  | float | No | 10
Equipment | eo_service_connection | Service Connection | tp_data_updated_by_in_gis | Data Updated By in GIS | dd_phys_field | No | No | No | No |  | ds_char16_vector | No | 32
Equipment | eo_service_connection | Service Connection | tp_city | City | dd_phys_field | No | No | No | Yes | Others Unknown | NA | No | 10
Equipment | eo_service_connection | Service Connection | id | Id | dd_phys_field | No | No | No | No |  | integer | Yes | 10
Equipment | eo_service_connection | Service Connection | tp_old_account_number | Old Account Number | dd_phys_field | No | No | No | No |  | ds_char16_vector | No | 32
Equipment | eo_service_connection | Service Connection | tp_lifecycle_status | Lifecycle Status | dd_phys_field | No | No | No | Yes | Abandoned Existing Inactive Proposed Abandon Proposed Install Proposed Relocate Proposed Remove Proposed Replace Removed Temporary | NA | No | 10
Equipment | eo_service_connection | Service Connection | tp_company_id | Company ID | dd_phys_field | No | No | No | No |  | ds_char16_vector | No | 32
Equipment | eo_service_connection | Service Connection | tp_sap_id | SAP ID | dd_phys_field | No | No | No | No |  | ds_char16_vector | No | 12
Equipment | eo_service_connection | Service Connection | tp_phone_number | Phone Number | dd_phys_field | No | No | No | No |  | ds_char16_vector | No | 32
Equipment | eo_service_connection | Service Connection | tp_surveyor_remark_id | Tp Surveyor Remark Id | dd_phys_field | No | No | No | No |  | integer | No | 10
Equipment | eo_service_connection | Service Connection | tp_new_account_number | New Account Number | dd_phys_field | No | No | No | No |  | ds_char16_vector | No | 32
Equipment | eo_service_connection | Service Connection | tp_category_in_fg | Category in FG | dd_phys_field | No | No | No | Yes | Agriculture DOM GP Industrial KTJ Public Utility SPP Unknown | NA | No | 10
Equipment | eo_service_connection | Service Connection | connection_type | Connection Type | dd_phys_field | No | No | No | Yes | Commercial EV Charging Photovoltaic Residential Street Furniture Street Lighting Unknown Wind | NA | No | 10
Equipment | eo_service_connection | Service Connection | tp_circle_code | Circle Code | dd_phys_field | No | No | No | Yes | 0 21 29 31 34 35 71 Unknown | NA | No | 10
Equipment | eo_service_connection | Service Connection | tp_treat_as_billing_address? | Treat As Billing Address? | dd_phys_field | No | No | No | Yes | NA No Unknown Yes | NA | No | 10
Equipment | eo_service_connection | Service Connection | service_point | Service Point | dd_join_field | No | Service Point | 1:n | No |  | NA | Yes | 20
Equipment | eo_service_connection | Service Connection | tp_address_not_located? | Address not located? | dd_phys_field | No | No | No | Yes | NA No Unknown Yes | NA | No | 10
Equipment | eo_service_connection | Service Connection | tp_address | Address | dd_phys_field | No | No | No | No |  | ds_char16_vector | No | 32
Equipment | eo_service_connection | Service Connection | tp_cyme_id | CYME Id | dd_phys_field | No | No | No | No |  | ds_char16_vector | No | 32
Equipment | eo_service_connection | Service Connection | tp_sc_number | Sc Number | dd_phys_field | No | No | No | No |  | ds_char16_vector | No | 12
Equipment | eo_service_connection | Service Connection | tp_previous_month_consumtion | Prev Month Consumtion | dd_phys_field | No | No | No | No |  | integer | No | 10
Equipment | eo_service_connection | Service Connection | tp_phase | Phase | dd_phys_field | No | No | No | Yes | A AB ABC ABCN ABCNE ABN ABNE AC ACB ACBN ACN ACNE AN ANE B BA BAC BACN BAN BC BCA BCAN BCN BCNE BN BNE BR C CA CAB CABN CAN CB CBA CBAN CBN CN CNE Earth Neutral Neutral-Earth Not Applicable R RB RY RYB RYBN Static Unknown Y YB | NA | No | 10
Equipment | eo_service_connection | Service Connection | tp_connected_pole | Survey Connected Pole | dd_phys_field | No | No | No | No |  | ds_char16_vector | No | 32
Equipment | eo_service_connection | Service Connection | tp_data_collected_by | Data Collected By | dd_phys_field | No | No | No | No |  | ds_char16_vector | No | 32
Equipment | eo_service_connection | Service Connection | tp_meter_availability | Meter Availability | dd_phys_field | No | No | No | Yes | NA No Unknown Yes | NA | No | 10
Equipment | eo_service_connection | Service Connection | tp_section_code | Section Code | dd_phys_field | No | No | No | Yes | 0 1 2 3 4 5 6 Unknown | NA | No | 10
Equipment | eo_service_connection | Service Connection | tp_section_name | Section Name | dd_phys_field | No | No | No | Yes | Eso Adava Eso Ambapua Eso Aska-1 Eso B Singipur Eso Badagada Eso Baipariguda Eso Balimela Eso Balipadar Eso Balisira Eso Balliguda Eso Bandhugaon Eso Baunsuni Eso Beguniapada Eso Belaguntha Eso Bhejiput Eso Bissam Ctc Eso Bomakei Eso Boriguma Eso Boudh Eso Budhamba Eso Buguda Eso Chandahandi Eso Chandragiri Eso Chatrapur-i Eso Chatrapur-ii Eso Chikiti Eso Chirikipada Eso Dabugam Eso Daringibadi Eso Dharakote Eso Digapahandi Eso E S O-i Eso E S O-ii Eso E.s.o.no.1 Eso E.s.o.no.2 Eso E.s.o.no.3 Eso G.nuagam-2 Eso G.udayagiri Eso Gandhinagar Eso Ganjam Eso Garabandha Eso Golanthara Eso Gopalpur Eso Gudari Eso Gumma Eso Gumuda Eso Gunupur Eso Gunupur Rural Eso Head Quarter Eso Hinjilicut Eso J N Prasad Eso J.k.pur Eso Jagapur Eso Jharigam Eso Jyp No.1 Eso Jyp No.2 Eso Jyp No.3 Eso K B Pur Eso K S Nagar Eso Kakiriguma Eso Kalimela Eso Kanchuru Eso Kanisi Eso Kanteipally Eso Kasinagar Eso Kasipur Eso Keshpur Eso Khajuripada Eso Khajuripada-i Eso Khallikote Eso Kodala Eso Konkarada Eso Koraput Sec-i Eso Koraput Sec-ii Eso Kosagumuda Eso Kotpad Eso Kukudakhandi Eso Kundra Eso Lanjipally Eso Lathi Eso Laxmipur Eso Luchapada Eso Malkangiri Eso Malud Eso Manamunda Eso Mathili Eso Medical Eso Mohana Eso Muniguda Eso Nabarangpur Eso Nabarangpur Rural Eso Nandapur Eso Nuagam-1 Eso Nuagam-2 Eso Nuapada Eso P S Pur Eso Padmapur Eso Papadahandi Eso Paralakhemundi Eso Parlakhemundi Rural Eso Patrapur Eso Pattangi Eso Pattapur Eso Phiringia Eso Phulbani Eso Pitala Eso Polosara Eso Pudamari Eso Purunakatak Eso R.Udaygiri Eso Raigada Eso Raighar Eso Raikia Eso Rambha Eso Ramnaguda Eso Randhapalli Eso Rayagada Rural Eso Rayagada-1 Eso Rayagada-2 Eso Sheragada Eso Sikarpai Eso Similiguda Eso Soroda Eso Sunabeda Eso Surangi Eso T Khunti Eso Taratarini Eso Therubali Eso Tikabali Eso Tilisingi Eso Tumudibandha Eso Umerkote Eso University Eso Upalada Unknown | NA | No | 10
Equipment | eo_service_connection | Service Connection | type | Type | dd_derived_field | No | No | No | Yes | Commercial EV Charging Photovoltaic Residential Street Furniture Street Lighting Unknown Wind | NA | No | 10
Equipment | eo_service_connection | Service Connection | tp_neighbouring_pole | Neighbouring Pole | dd_phys_field | No | No | No | No |  | ds_char16_vector | No | 32
Equipment | eo_service_connection | Service Connection | tp_sub_division_name | Sub Division Name | dd_phys_field | No | No | No | Yes | Aska Balimela Balliguda Belaguntha Bhanjanagar-i Bhanjanagar-ii Bijipur Bijipur-Industrial Bissam Cuttack Boriguma Boudh Buguda Chatrapur Chikiti Digapahandi G Udayagiri Gopalpur Gumuda Gunupur Hinjilicut JESD-1 JESD-2 Kabisuryanagar Kanisi Kasinagar Khallikote Kodala Koraput Laxmipur Malkangiri Manmunda Mohana Nawarangpur Nuagam Papadahandi Paralakhemundi Phulbani Polasara Purushottampur R Udaygiri Rambha Raygada SDO-1 SDO-2 SDO-3 SDO-4 Sheragada Sorada Sunabeda Therubali Umarkote Unknown Uppalada | NA | No | 10
Equipment | eo_service_connection | Service Connection | tp_meter_sequence_no | Meter Sequence No | dd_phys_field | No | No | No | No |  | integer | No | 10
Equipment | eo_service_connection | Service Connection | tp_vigilance_case? | Vigilance Case? | dd_phys_field | No | No | No | Yes | NA No Unknown Yes | NA | No | 10
Equipment | eo_service_connection | Service Connection | tp_time_of_data_collection | Time of data collection | dd_phys_field | No | No | No | No |  | ds_char16_vector | No | 32
Equipment | eo_service_connection | Service Connection | default_class | Default Class | dd_phys_field | No | No | No | Yes | Commercial Type 1 Commercial Type 2 Industrial Other Residential Type 1 Residential Type 2 Residential Type 3 Residential Type 4 Traffic Signal Unknown | NA | No | 10
Equipment | eo_service_connection | Service Connection | tp_bypass | Bypass? | dd_phys_field | No | No | No | Yes | NA No Unknown Yes | NA | No | 10
Equipment | eo_service_connection | Service Connection | tp_emial | Email | dd_phys_field | No | No | No | No |  | ds_char16_vector | No | 32
Equipment | eo_service_connection | Service Connection | critical_customer | Critical Customer | dd_derived_field | No | No | No | Yes | NA No Unknown Yes | NA | No | 10
Equipment | eo_service_connection | Service Connection | tp_remarks_id | Tp Remarks Id | dd_phys_field | No | No | No | No |  | integer | No | 10
Equipment | eo_service_connection | Service Connection | tp_pdc_date | PDC Date | dd_phys_field | No | No | No | No |  | ds_date | No | 10
Equipment | eo_service_connection | Service Connection | tp_fg_consumer_match? | FG Consumer match? | dd_phys_field | No | No | No | Yes | NA No Unknown Yes | NA | No | 10
Equipment | eo_service_connection | Service Connection | meter | Meter | dd_join_field | No | Meter | 0:00 | No |  | NA | No | 20
Equipment | eo_service_connection | Service Connection | tp_pdc_reason | PDC Reason | dd_phys_field | No | No | No | No |  | ds_char16_vector | No | 32
Equipment | eo_service_connection | Service Connection | tp_mru | MRU | dd_phys_field | No | No | No | No |  | integer | No | 10
Equipment | eo_service_connection | Service Connection | gen_capacity | Generation Capacity | dd_phys_field | No | No | No | No |  | float | No | 10
Equipment | eo_service_connection | Service Connection | tp_ea_equipment_id | EA Equipment ID | dd_phys_field | No | No | No | No |  | ds_char16_vector | No | 32
Equipment | eo_service_connection | Service Connection | service_point_id | Service Point Id | dd_phys_field | No | No | No | No |  | integer | Yes | 10
Equipment | eo_service_connection | Service Connection | tp_work_order_id | Work Order ID | dd_phys_field | No | No | No | No |  | ds_char16_vector | No | 64
Equipment | eo_service_connection | Service Connection | tp_defaulter? | Defaulter? | dd_phys_field | No | No | No | Yes | NA No Unknown Yes | NA | No | 10
Equipment | eo_service_connection | Service Connection | tp_date_of_creation_in_gis | Date of Creation in GIS | dd_phys_field | No | No | No | No |  | ds_date | No | 10
Equipment | eo_service_connection | Service Connection | tp_ward_code | Ward Code | dd_phys_field | No | No | No | Yes | 0 1 2 3 4 5 6 Unknown | NA | No | 10
Equipment | eo_service_connection | Service Connection | usage | Usage | dd_derived_field | No | No | No | Yes | Both Demand Generation Unknown | NA | No | 10
Equipment | eo_service_connection | Service Connection | tp_date_of_last_maintenance | Date of Last Maintenance | dd_phys_field | No | No | No | No |  | ds_date | No | 10
Equipment | eo_service_connection | Service Connection | premise_id | Premise ID | dd_phys_field | No | No | No | No |  | ds_char16_vector | No | 20
Equipment | eo_service_connection | Service Connection | tp_migration_unique_id | Migration Unique Id | dd_phys_field | No | No | No | No |  | ds_char16_vector | No | 32
Equipment | eo_service_connection | Service Connection | tp_bill_delivered? | Bill Delivered? | dd_phys_field | No | No | No | Yes | NA No Unknown Yes | NA | No | 10
Equipment | eo_service_connection | Service Connection | tp_division_code | Division Code | dd_phys_field | No | No | No | Yes | 0 1 2 3 4 5 6 Unknown | NA | No | 10
Equipment | eo_service_connection | Service Connection | tp_division_name | Division Name | dd_phys_field | No | No | No | Yes | Aska-1 Aska-2 Berhampur Division-1 Berhampur Division-2 Berhampur Division-3 Bhanjanagar Boudh Ganjam North Ganjam South Gunupur Hinjilicut Jeypore Koraput Malkangiri Nawarangpur Paralakhemundi Phulbani Purushottampur Raygada Unknown | NA | No | 10
Equipment | eo_isolating_eqpt_controller | Isolating Equipment Controller | date_installed | Date Installed | dd_phys_field | No | No | No | No |  | ds_date | No | 10
Equipment | eo_isolating_eqpt_controller | Isolating Equipment Controller | manufacturer | Manufacturer | dd_phys_field | No | No | No | Yes | ABB Avon Bell Lumber Bentex Linger Switchgear Bharat Heavy Electricals Capital Meters ECE Elymer Electrics GEC Alsthom General Electric Genus Infrastructures Havells Himachal Energy Hpl Electric & Power Indotech Switchgear & Controls (Delhi) International Paper J.H. Baxter Jaipur Electronics Jnj Powercom Juvas Koppers L.D. McFarland Landis & Gyr Larsen & Toubro Montel Limited North Pacfic Lumber Oeser Other Palmohan Pole Star Powertech Secure Meter SquareD Stella-Jones Suzhou Power Meter Taylor Lumber Unknown Visiontek Westinghouse Weyerhaeuser ZEN | NA | No | 10
Equipment | eo_isolating_eqpt_controller | Isolating Equipment Controller | device_type | Device Type | dd_phys_field | No | No | No | Yes | Unknown | NA | No | 10
Equipment | eo_isolating_eqpt_controller | Isolating Equipment Controller | owner_type | Owner Type | dd_phys_field | No | No | No | Yes | Company Owned Customer Customer Owned Electric Utility-TPSODL Foreign Owned Other Utility Owned Unknown | NA | Yes | 16
Equipment | eo_isolating_eqpt_controller | Isolating Equipment Controller | specification | Specification | dd_join_field | No | Isolating Equipment Controller Spec | 0:n | No |  | NA | No | 20
Equipment | eo_isolating_eqpt_controller | Isolating Equipment Controller | operational_mode | Operational Mode | dd_phys_field | No | No | No | Yes | Automatic Local Remote Unknown | NA | Yes | 10
Equipment | eo_isolating_eqpt_controller | Isolating Equipment Controller | specification_description | Specification Description | dd_derived_field | No | No | No | No |  | ds_char16_vector | No | 10
Equipment | eo_isolating_eqpt_controller | Isolating Equipment Controller | serial_number | Serial Number | dd_phys_field | No | No | No | No |  | ds_char16_vector | No | 20
Equipment | eo_isolating_eqpt_controller | Isolating Equipment Controller | id | Id | dd_phys_field | No | No | No | No |  | integer | Yes | 10
Equipment | eo_isolating_eqpt_controller | Isolating Equipment Controller | status | Lifecycle Status | dd_phys_field | No | No | No | Yes | Abandoned Existing Inactive Proposed Abandon Proposed Install Proposed Relocate Proposed Remove Proposed Replace Removed Temporary | NA | Yes | 10
Equipment | eo_isolating_eqpt_controller | Isolating Equipment Controller | owner_name | Owner Name | dd_phys_field | No | No | No | Yes | Cable Company Customer Electric Utility Telephone Company Unknown | NA | No | 10
Equipment | eo_isolating_eqpt_controller | Isolating Equipment Controller | equipment | Equipment | dd_join_field | No | Isolating Equipment | 0:n | No |  | NA | No | 20
Equipment | eo_isolating_eqpt_controller | Isolating Equipment Controller | asset_id | Asset ID | dd_phys_field | No | No | No | No |  | ds_char16_vector | No | 36
Equipment | eo_isolating_eqpt_controller | Isolating Equipment Controller | embedded_ind | Embedded | dd_derived_field | No | No | No | Yes | No Unknown Yes | NA | No | 9
Equipment | eo_isolating_eqpt_controller | Isolating Equipment Controller | alias | Alias | dd_phys_field | No | No | No | No |  | ds_char16_vector | No | 64
Equipment | eo_isolating_eqpt_controller | Isolating Equipment Controller | name | Name | dd_phys_field | No | No | No | No |  | ds_char16_vector | No | 64
Equipment | eo_energy_source | Energy Source | tp_section_code | Section Code | dd_phys_field | No | No | No | Yes | 0 1 2 3 4 5 6 Unknown | NA | No | 10
Equipment | eo_energy_source | Energy Source | location_hv | HV Location | dd_geom_field | point | No | No | No |  | NA | No | 10
Equipment | eo_energy_source | Energy Source | id | Id | dd_phys_field | No | No | No | No |  | integer | Yes | 10
Equipment | eo_energy_source | Energy Source | tp_input_voltage | Input Voltage | dd_phys_field | No | No | No | No |  | integer | No | 10
Equipment | eo_energy_source | Energy Source | feeding_section | Feeding Section | dd_join_field | No | Circuit Section | M:N | No |  | NA | No | 20
Equipment | eo_energy_source | Energy Source | tp_maximum_operating_temperature | Max Operating Temperature | dd_phys_field | No | No | No | No |  | float | No | 10
Equipment | eo_energy_source | Energy Source | apparent_power_capacity | Apparent Power Capacity | dd_phys_field | No | No | No | No |  | float | No | 10
Equipment | eo_energy_source | Energy Source | circuit_source_stopper | Circuit Source/Stopper | dd_join_field | No | Circuit Source | 0:00 | No |  | NA | No | 20
Equipment | eo_energy_source | Energy Source | annotation | Annotation | dd_geom_field | text | No | No | No |  | NA | No | 10
Equipment | eo_energy_source | Energy Source | status | Lifecycle Status | dd_phys_field | No | No | No | Yes | Abandoned Existing Inactive Proposed Abandon Proposed Install Proposed Relocate Proposed Remove Proposed Replace Removed Temporary | NA | Yes | 10
Equipment | eo_energy_source | Energy Source | nominal_voltage_pp | Nominal Voltage (P-P) | dd_phys_field | No | No | No | Yes | 0.000 V 110.000 V 120.000 V 208.000 V 220.000 V 230.000 V 240.000 V 415.000 V 2.400 kV 4.160 kV 6.600 kV 8.000 kV 11.000 kV 12.470 kV 23.900 kV 33.000 kV 66.000 kV 115.000 kV 132.000 kV 220.000 kV 433.000 kV | NA | No | 10
Equipment | eo_energy_source | Energy Source | tp_locality | Locality | dd_phys_field | No | No | No | No |  | ds_char16_vector | No | 32
Equipment | eo_energy_source | Energy Source | annotation_lv | LV Annotation | dd_geom_field | text | No | No | No |  | NA | No | 10
Equipment | eo_energy_source | Energy Source | tp_scada_monitor_id | SCADA Monitor ID | dd_phys_field | No | No | No | No |  | ds_char16_vector | No | 12
Equipment | eo_energy_source | Energy Source | tp_ward_code | Ward Code | dd_phys_field | No | No | No | Yes | 0 1 2 3 4 5 6 Unknown | NA | No | 10
Equipment | eo_energy_source | Energy Source | tp_pin_code | Pin Code | dd_phys_field | No | No | No | No |  | integer | No | 10
Equipment | eo_energy_source | Energy Source | tp_sub_division_code | Sub Division Code | dd_phys_field | No | No | No | Yes | 0 1 2 3 4 5 6 Unknown | NA | No | 10
Equipment | eo_energy_source | Energy Source | network_type | Network Type | dd_phys_field | No | No | No | Yes | EHV HV LV MV Substation | NA | Yes | 10
Equipment | eo_energy_source | Energy Source | source_data | Source Data | dd_phys_field | No | No | No | No |  | ds_char16_vector | No | 6
Equipment | eo_energy_source | Energy Source | tp_output_current | Output Current | dd_phys_field | No | No | No | No |  | float | No | 10
Equipment | eo_energy_source | Energy Source | remarks_id | remarks_id | dd_phys_field | No | No | No | No |  | integer | Yes | 10
Equipment | eo_energy_source | Energy Source | tp_surveyor_remark_id | Tp Surveyor Remark Id | dd_phys_field | No | No | No | No |  | integer | No | 10
Equipment | eo_energy_source | Energy Source | tp_city | City | dd_phys_field | No | No | No | Yes | Others Unknown | NA | No | 10
Equipment | eo_energy_source | Energy Source | tp_regulation_scheme | Regulation Scheme | dd_phys_field | No | No | No | Yes | Automatic Manual Unknown | NA | No | 10
Equipment | eo_energy_source | Energy Source | tp_scada_control_id | SCADA Control ID | dd_phys_field | No | No | No | No |  | ds_char16_vector | No | 12
Equipment | eo_energy_source | Energy Source | tp_division_code | Division Code | dd_phys_field | No | No | No | Yes | 0 1 2 3 4 5 6 Unknown | NA | No | 10
Equipment | eo_energy_source | Energy Source | tp_road_name | Road Name | dd_phys_field | No | No | No | No |  | ds_char16_vector | No | 32
Equipment | eo_energy_source | Energy Source | tp_protection_class | Protection Class | dd_phys_field | No | No | No | Yes | Air Oil Unknown | NA | No | 10
Equipment | eo_energy_source | Energy Source | tp_sap_id | SAP ID | dd_phys_field | No | No | No | No |  | ds_char16_vector | No | 32
Equipment | eo_energy_source | Energy Source | tp_date_of_data_collection | Date of Data collection | dd_phys_field | No | No | No | No |  | ds_char16_vector | No | 32
Equipment | eo_energy_source | Energy Source | markers | Markers | dd_join_field | No | Marker | M:N | No |  | NA | No | 20
Equipment | eo_energy_source | Energy Source | tp_date_of_last_updation_in_gis | Date Last Updated in GIS | dd_phys_field | No | No | No | No |  | ds_date | No | 10
Equipment | eo_energy_source | Energy Source | tp_rated_voltage | Rated Voltage | dd_phys_field | No | No | No | No |  | float | No | 10
Equipment | eo_energy_source | Energy Source | location | Location | dd_geom_field | point | No | No | No |  | NA | No | 10
Equipment | eo_energy_source | Energy Source | tp_date_manufactured | Date Manufactured | dd_phys_field | No | No | No | No |  | ds_date | No | 10
Equipment | eo_energy_source | Energy Source | tp_installation_type | Installation Type | dd_phys_field | No | No | No | Yes | Combination In Door Out Door Unknown | NA | No | 10
Equipment | eo_energy_source | Energy Source | owner_name | Owner Name | dd_phys_field | No | No | No | Yes | Cable Company Customer Electric Utility Telephone Company Unknown | NA | No | 10
Equipment | eo_energy_source | Energy Source | tp_company_id | Company ID | dd_phys_field | No | No | No | No |  | ds_char16_vector | No | 32
Equipment | eo_energy_source | Energy Source | tp_output_voltage | Output Voltage | dd_phys_field | No | No | No | No |  | integer | No | 10
Equipment | eo_energy_source | Energy Source | phasing | Phasing | dd_phys_field | No | No | No | Yes | A AB ABC ABCN ABCNE ABN ABNE AC ACB ACBN ACN ACNE AN ANE B BA BAC BACN BAN BC BCA BCAN BCN BCNE BN BNE BR C CA CAB CABN CAN CB CBA CBAN CBN CN CNE Earth Neutral Neutral-Earth Not Applicable R RB RY RYB RYBN Static Unknown Y YB | NA | Yes | 9
Equipment | eo_energy_source | Energy Source | tp_division_name | Division Name | dd_phys_field | No | No | No | Yes | Aska-1 Aska-2 Berhampur Division-1 Berhampur Division-2 Berhampur Division-3 Bhanjanagar Boudh Ganjam North Ganjam South Gunupur Hinjilicut Jeypore Koraput Malkangiri Nawarangpur Paralakhemundi Phulbani Purushottampur Raygada Unknown | NA | No | 10
Equipment | eo_energy_source | Energy Source | location_mv | MV Location | dd_geom_field | point | No | No | No |  | NA | No | 10
Equipment | eo_energy_source | Energy Source | tp_serial_number | Serial Number | dd_phys_field | No | No | No | No |  | ds_char16_vector | No | 12
Equipment | eo_energy_source | Energy Source | annotation_mv | MV Annotation | dd_geom_field | text | No | No | No |  | NA | No | 10
Equipment | eo_energy_source | Energy Source | annotation_other | Other Annotation | dd_geom_field | text | No | No | No |  | NA | No | 10
Equipment | eo_energy_source | Energy Source | circuit_and_section | Circuit/Section | dd_join_field | No | Circuit | M:N | No |  | NA | No | 20
Equipment | eo_energy_source | Energy Source | circuit_id2 | Circuit ID2 | dd_derived_field | No | No | No | No |  | ds_char16_vector | No | 12
Equipment | eo_energy_source | Energy Source | owner_type | Owner Type | dd_phys_field | No | No | No | Yes | Company Owned Customer Customer Owned Electric Utility-TPSODL Foreign Owned Other Utility Owned Unknown | NA | Yes | 16
Equipment | eo_energy_source | Energy Source | annotation_sub | Sub Annotation | dd_geom_field | text | No | No | No |  | NA | No | 10
Equipment | eo_energy_source | Energy Source | real_power_capacity | Real Power Capacity | dd_phys_field | No | No | No | No |  | float | No | 10
Equipment | eo_energy_source | Energy Source | tp_portable? | Portable? | dd_phys_field | No | No | No | Yes | NA No Unknown Yes | NA | No | 10
Equipment | eo_energy_source | Energy Source | tp_weight | Weight | dd_phys_field | No | No | No | No |  | float | No | 10
Equipment | eo_energy_source | Energy Source | tp_circle_code | Circle Code | dd_phys_field | No | No | No | Yes | 0 21 29 31 34 35 71 Unknown | NA | No | 10
Equipment | eo_energy_source | Energy Source | tp_address | Address | dd_phys_field | No | No | No | No |  | ds_char16_vector | No | 32
Equipment | eo_energy_source | Energy Source | tp_cyme_substation_code | CYME Substation Code | dd_phys_field | No | No | No | No |  | ds_char16_vector | No | 32
Equipment | eo_energy_source | Energy Source | leader_line | Leader Line | dd_geom_field | simple_chain | No | No | No |  | NA | No | 10
Equipment | eo_energy_source | Energy Source | tp_data_collected_by | Data Collected By | dd_phys_field | No | No | No | No |  | ds_char16_vector | No | 32
Equipment | eo_energy_source | Energy Source | tp_date_of_last_maintenance | Date of Last Maintenance | dd_phys_field | No | No | No | No |  | ds_date | No | 10
Equipment | eo_energy_source | Energy Source | tp_circle_name | Circle Name | dd_phys_field | No | No | No | Yes | Aska Berhampur Bhanjanagar City City Circle Jeypore Rayagada Raygada Unknown | NA | No | 10
Equipment | eo_energy_source | Energy Source | tp_cooling_type | Cooling Type | dd_phys_field | No | No | No | Yes | Air Oil Unknown | NA | No | 10
Equipment | eo_energy_source | Energy Source | tp_time_of_data_collection | Time of data collection | dd_phys_field | No | No | No | No |  | ds_char16_vector | No | 32
Equipment | eo_energy_source | Energy Source | device_type | Device Type | dd_phys_field | No | No | No | Yes | 1 Phase Feed Thru 1 Phase Loop/No Elbows 1 Phase S-Mod/3 Way 3 Phase Feed Thru 3 Phase Loop/No Elbows 3 Phase S-Mod/3 Way Biogas Boost Charging CHP Coal Cogen Float + Boost Charging Float Charging Fuse Cabinet Gas Generator Nuclear Solar Submersible Fuse Compartment Transclosure Unknown Wind | NA | Yes | 10
Equipment | eo_energy_source | Energy Source | location_other | Other Location | dd_geom_field | point | No | No | No |  | NA | No | 10
Equipment | eo_energy_source | Energy Source | tp_rated_current | Rated Current | dd_phys_field | No | No | No | No |  | float | No | 10
Equipment | eo_energy_source | Energy Source | asset_id | Asset ID | dd_phys_field | No | No | No | No |  | ds_char16_vector | No | 36
Equipment | eo_energy_source | Energy Source | tp_data_updated_by_in_gis | Data Updated By in GIS | dd_phys_field | No | No | No | No |  | ds_char16_vector | No | 32
Equipment | eo_energy_source | Energy Source | tp_section_name | Section Name | dd_phys_field | No | No | No | Yes | Eso Adava Eso Ambapua Eso Aska-1 Eso B Singipur Eso Badagada Eso Baipariguda Eso Balimela Eso Balipadar Eso Balisira Eso Balliguda Eso Bandhugaon Eso Baunsuni Eso Beguniapada Eso Belaguntha Eso Bhejiput Eso Bissam Ctc Eso Bomakei Eso Boriguma Eso Boudh Eso Budhamba Eso Buguda Eso Chandahandi Eso Chandragiri Eso Chatrapur-i Eso Chatrapur-ii Eso Chikiti Eso Chirikipada Eso Dabugam Eso Daringibadi Eso Dharakote Eso Digapahandi Eso E S O-i Eso E S O-ii Eso E.s.o.no.1 Eso E.s.o.no.2 Eso E.s.o.no.3 Eso G.nuagam-2 Eso G.udayagiri Eso Gandhinagar Eso Ganjam Eso Garabandha Eso Golanthara Eso Gopalpur Eso Gudari Eso Gumma Eso Gumuda Eso Gunupur Eso Gunupur Rural Eso Head Quarter Eso Hinjilicut Eso J N Prasad Eso J.k.pur Eso Jagapur Eso Jharigam Eso Jyp No.1 Eso Jyp No.2 Eso Jyp No.3 Eso K B Pur Eso K S Nagar Eso Kakiriguma Eso Kalimela Eso Kanchuru Eso Kanisi Eso Kanteipally Eso Kasinagar Eso Kasipur Eso Keshpur Eso Khajuripada Eso Khajuripada-i Eso Khallikote Eso Kodala Eso Konkarada Eso Koraput Sec-i Eso Koraput Sec-ii Eso Kosagumuda Eso Kotpad Eso Kukudakhandi Eso Kundra Eso Lanjipally Eso Lathi Eso Laxmipur Eso Luchapada Eso Malkangiri Eso Malud Eso Manamunda Eso Mathili Eso Medical Eso Mohana Eso Muniguda Eso Nabarangpur Eso Nabarangpur Rural Eso Nandapur Eso Nuagam-1 Eso Nuagam-2 Eso Nuapada Eso P S Pur Eso Padmapur Eso Papadahandi Eso Paralakhemundi Eso Parlakhemundi Rural Eso Patrapur Eso Pattangi Eso Pattapur Eso Phiringia Eso Phulbani Eso Pitala Eso Polosara Eso Pudamari Eso Purunakatak Eso R.Udaygiri Eso Raigada Eso Raighar Eso Raikia Eso Rambha Eso Ramnaguda Eso Randhapalli Eso Rayagada Rural Eso Rayagada-1 Eso Rayagada-2 Eso Sheragada Eso Sikarpai Eso Similiguda Eso Soroda Eso Sunabeda Eso Surangi Eso T Khunti Eso Taratarini Eso Therubali Eso Tikabali Eso Tilisingi Eso Tumudibandha Eso Umerkote Eso University Eso Upalada Unknown | NA | No | 10
Equipment | eo_energy_source | Energy Source | max_generation_capacity | Max Generation Capacity | dd_phys_field | No | No | No | No |  | float | No | 10
Equipment | eo_energy_source | Energy Source | location_description_id | location_description_id | dd_phys_field | No | No | No | No |  | integer | Yes | 10
Equipment | eo_energy_source | Energy Source | tp_insulation_class | Insulation Class | dd_phys_field | No | No | No | Yes | G H Unknown | NA | No | 10
Equipment | eo_energy_source | Energy Source | tp_sap_functional_location | SAP Functional Location | dd_phys_field | No | No | No | No |  | ds_char16_vector | No | 32
Equipment | eo_energy_source | Energy Source | bay | Bay | dd_join_field | No | Bay | 0:N | No |  | NA | No | 20
Equipment | eo_energy_source | Energy Source | tp_date_of_creation_in_gis | Date of Creation in GIS | dd_phys_field | No | No | No | No |  | ds_date | No | 10
Equipment | eo_energy_source | Energy Source | tp_previous_installed_location | Prev. Installed Location | dd_phys_field | No | No | No | No |  | ds_char16_vector | Yes | 12
Equipment | eo_energy_source | Energy Source | tp_distribution_box? | Distribution Box? | dd_phys_field | No | No | No | Yes | NA No Unknown Yes | NA | No | 10
Equipment | eo_energy_source | Energy Source | phase_context | Phase Context | dd_phys_field | No | No | No | Yes | Unknown | NA | Yes | 10
Equipment | eo_energy_source | Energy Source | number | Number | dd_phys_field | No | No | No | No |  | ds_char16_vector | No | 40
Equipment | eo_energy_source | Energy Source | date_installed | Date Installed | dd_phys_field | No | No | No | No |  | ds_date | No | 19
Equipment | eo_energy_source | Energy Source | remarks_annotation | Remarks Annotation | dd_geom_field | text | No | No | No |  | NA | No | 10
Equipment | eo_energy_source | Energy Source | annotation_hv | HV Annotation | dd_geom_field | text | No | No | No |  | NA | No | 10
Equipment | eo_energy_source | Energy Source | circuit_id | Circuit ID | dd_derived_field | No | No | No | No |  | ds_char16_vector | No | 12
Equipment | eo_energy_source | Energy Source | circuit_and_section_boundary | Circuit/Section Boundary | dd_join_field | No | Circuit | M:N | No |  | NA | No | 20
Equipment | eo_energy_source | Energy Source | location_lv | LV Location | dd_geom_field | point | No | No | No |  | NA | No | 10
Equipment | eo_energy_source | Energy Source | tp_sub_division_name | Sub Division Name | dd_phys_field | No | No | No | Yes | Aska Balimela Balliguda Belaguntha Bhanjanagar-i Bhanjanagar-ii Bijipur Bijipur-Industrial Bissam Cuttack Boriguma Boudh Buguda Chatrapur Chikiti Digapahandi G Udayagiri Gopalpur Gumuda Gunupur Hinjilicut JESD-1 JESD-2 Kabisuryanagar Kanisi Kasinagar Khallikote Kodala Koraput Laxmipur Malkangiri Manmunda Mohana Nawarangpur Nuagam Papadahandi Paralakhemundi Phulbani Polasara Purushottampur R Udaygiri Rambha Raygada SDO-1 SDO-2 SDO-3 SDO-4 Sheragada Sorada Sunabeda Therubali Umarkote Unknown Uppalada | NA | No | 10
Equipment | eo_energy_source | Energy Source | source_id | Source ID | dd_phys_field | No | No | No | No |  | integer | No | 10
Equipment | eo_energy_source | Energy Source | location_sub | Sub Location | dd_geom_field | point | No | No | No |  | NA | No | 10
Equipment | eo_energy_source | Energy Source | installation_group | Installation Group | dd_join_field | No | Installation Group | 0:N | No |  | NA | No | 20
Equipment | eo_energy_source | Energy Source | tp_work_order_id | Work Order ID | dd_phys_field | No | No | No | No |  | ds_char16_vector | No | 64
Equipment | eo_energy_source | Energy Source | tp_migration_unique_id | Migration Unique Id | dd_phys_field | No | No | No | No |  | ds_char16_vector | No | 32
Equipment | eo_energy_source | Energy Source | tp_manufacturer | Manufacturer | dd_phys_field | No | No | No | No |  | ds_char16_vector | No | 32
Equipment | eo_energy_source | Energy Source | tp_sub_locality | Sub Locality | dd_phys_field | No | No | No | No |  | ds_char16_vector | No | 32
Equipment | eo_energy_source | Energy Source | dac | Distribution Automation Controller | dd_join_field | No | Distribution Automation Controller | 0:N | No |  | NA | No | 20
Equipment | eo_energy_source | Energy Source | style_subcode | Style Subcode | dd_phys_field | No | No | No | Yes | Biogas Abandoned Biogas Existing Biogas Inactive Biogas Proposed Abandon Biogas Proposed Install Biogas Proposed Relocate Biogas Proposed Remove Biogas Proposed Replace Biogas Removed Biogas Temporary CHP Abandoned CHP Existing CHP Inactive CHP Proposed Abandon CHP Proposed Install CHP Proposed Relocate CHP Proposed Remove CHP Proposed Replace CHP Removed CHP Temporary Coal Abandoned Coal Existing Coal Inactive Coal Proposed Abandon Coal Proposed Install Coal Proposed Relocate Coal Proposed Remove Coal Proposed Replace Coal Removed Coal Temporary Cogen Abandoned Cogen Existing Cogen Inactive Cogen Proposed Abandon Cogen Proposed Install Cogen Proposed Relocate Cogen Proposed Remove Cogen Proposed Replace Cogen Removed Cogen Temporary Gas Abandoned Gas Existing Gas Inactive Gas Proposed Abandon Gas Proposed Install Gas Proposed Relocate Gas Proposed Remove Gas Proposed Replace Gas Removed Gas Temporary Generator Abandoned Generator Existing Generator Inactive Generator Proposed Abandon Generator Proposed Install Generator Proposed Relocate Generator Proposed Remove Generator Proposed Replace Generator Removed Generator Temporary Nuclear Abandoned Nuclear Existing Nuclear Inactive Nuclear Proposed Abandon Nuclear Proposed Install Nuclear Proposed Relocate Nuclear Proposed Remove Nuclear Proposed Replace Nuclear Removed Nuclear Temporary Solar Abandoned Solar Existing Solar Inactive Solar Proposed Abandon Solar Proposed Install Solar Proposed Relocate Solar Proposed Remove Solar Proposed Replace Solar Removed Solar Temporary Unknown Abandoned Unknown Existing Unknown Inactive Unknown Proposed Abandon Unknown Proposed Install Unknown Proposed Relocate Unknown Proposed Remove Unknown Proposed Replace Unknown Removed Unknown Temporary Wind Abandoned Wind Existing Wind Inactive Wind Proposed Abandon Wind Proposed Install Wind Proposed Relocate Wind Proposed Remove Wind Proposed Replace Wind Removed Wind Temporary | NA | No | 6
Equipment | eo_measuring_eqpt_inst | Measuring Equipment Installation | future_phases | Future Phases | dd_join_field | No | Measuring Equipment Future Phase | 1:n | No |  | NA | No | 20
Equipment | eo_measuring_eqpt_inst | Measuring Equipment Installation | tp_road_name | Road Name | dd_phys_field | No | No | No | No |  | ds_char16_vector | No | 32
Equipment | eo_measuring_eqpt_inst | Measuring Equipment Installation | annotation_lv | LV Annotation | dd_geom_field | text | No | No | No |  | NA | No | 10
Equipment | eo_measuring_eqpt_inst | Measuring Equipment Installation | tp_data_updated_by_in_gis | Data Updated By in GIS | dd_phys_field | No | No | No | No |  | ds_char16_vector | No | 32
Equipment | eo_measuring_eqpt_inst | Measuring Equipment Installation | past_phases | Past Phases | dd_join_field | No | Measuring Equipment Past Phase | 1:n | No |  | NA | No | 20
Equipment | eo_measuring_eqpt_inst | Measuring Equipment Installation | load_nominal_voltage_pp | Secondary Nominal Voltage | dd_phys_field | No | No | No | Yes | 0.000 V 110.000 V 120.000 V 208.000 V 220.000 V 230.000 V 240.000 V 415.000 V 2.400 kV 4.160 kV 6.600 kV 8.000 kV 11.000 kV 12.470 kV 23.900 kV 33.000 kV 66.000 kV 115.000 kV 132.000 kV 220.000 kV 433.000 kV | NA | No | 10
Equipment | eo_measuring_eqpt_inst | Measuring Equipment Installation | tp_meter_number | Meter Number | dd_phys_field | No | No | No | No |  | ds_char16_vector | No | 32
Equipment | eo_measuring_eqpt_inst | Measuring Equipment Installation | tp_circle_name | Circle Name | dd_phys_field | No | No | No | Yes | Aska Berhampur Bhanjanagar City City Circle Jeypore Rayagada Raygada Unknown | NA | No | 10
Equipment | eo_measuring_eqpt_inst | Measuring Equipment Installation | source_id | Source ID | dd_phys_field | No | No | No | No |  | integer | No | 10
Equipment | eo_measuring_eqpt_inst | Measuring Equipment Installation | id | Id | dd_phys_field | No | No | No | No |  | integer | Yes | 10
Equipment | eo_measuring_eqpt_inst | Measuring Equipment Installation | tp_sap_id | SAP ID | dd_phys_field | No | No | No | No |  | ds_char16_vector | No | 32
Equipment | eo_measuring_eqpt_inst | Measuring Equipment Installation | tp_ct_primary | CT Primary | dd_phys_field | No | No | No | No |  | float | No | 10
Equipment | eo_measuring_eqpt_inst | Measuring Equipment Installation | source_location_sub | Sub Primary Location | dd_geom_field | point | No | No | No |  | NA | No | 10
Equipment | eo_measuring_eqpt_inst | Measuring Equipment Installation | owner_name | Owner Name | dd_phys_field | No | No | No | Yes | Cable Company Customer Electric Utility Telephone Company Unknown | NA | No | 10
Equipment | eo_measuring_eqpt_inst | Measuring Equipment Installation | circuit_id | Circuit ID | dd_derived_field | No | No | No | No |  | ds_char16_vector | No | 12
Equipment | eo_measuring_eqpt_inst | Measuring Equipment Installation | annotation_sub | Sub Annotation | dd_geom_field | text | No | No | No |  | NA | No | 10
Equipment | eo_measuring_eqpt_inst | Measuring Equipment Installation | source_network_type | Primary Network Type | dd_phys_field | No | No | No | Yes | EHV HV LV MV Substation | NA | Yes | 10
Equipment | eo_measuring_eqpt_inst | Measuring Equipment Installation | schematic_nodes | Schematic Nodes | dd_join_field | No | Schematic Node | M:N | No |  | NA | No | 20
Equipment | eo_measuring_eqpt_inst | Measuring Equipment Installation | tp_migration_unique_id | Migration Unique Id | dd_phys_field | No | No | No | No |  | ds_char16_vector | No | 32
Equipment | eo_measuring_eqpt_inst | Measuring Equipment Installation | owner_type | Owner Type | dd_phys_field | No | No | No | Yes | Company Owned Customer Customer Owned Electric Utility-TPSODL Foreign Owned Other Utility Owned Unknown | NA | Yes | 16
Equipment | eo_measuring_eqpt_inst | Measuring Equipment Installation | tertiary_location_mv | MV Tertiary Location | dd_geom_field | point | No | No | No |  | NA | No | 10
Equipment | eo_measuring_eqpt_inst | Measuring Equipment Installation | tp_date_of_last_updation_in_gis | Date Last Updated in GIS | dd_phys_field | No | No | No | No |  | ds_date | No | 10
Equipment | eo_measuring_eqpt_inst | Measuring Equipment Installation | tp_sub_division_code | Sub Division Code | dd_phys_field | No | No | No | Yes | 0 1 2 3 4 5 6 Unknown | NA | No | 10
Equipment | eo_measuring_eqpt_inst | Measuring Equipment Installation | tp_cyme_id | CYME Id | dd_phys_field | No | No | No | No |  | ds_char16_vector | No | 32
Equipment | eo_measuring_eqpt_inst | Measuring Equipment Installation | status | Lifecycle Status | dd_phys_field | No | No | No | Yes | Abandoned Existing Inactive Proposed Abandon Proposed Install Proposed Relocate Proposed Remove Proposed Replace Removed Temporary | NA | Yes | 10
Equipment | eo_measuring_eqpt_inst | Measuring Equipment Installation | circuit_and_section | Circuit/Section | dd_join_field | No | Circuit | M:N | No |  | NA | No | 20
Equipment | eo_measuring_eqpt_inst | Measuring Equipment Installation | tertiary_nominal_voltage_pp | Tertiary Nominal Voltage | dd_phys_field | No | No | No | Yes | 0.000 V 110.000 V 120.000 V 208.000 V 220.000 V 230.000 V 240.000 V 415.000 V 2.400 kV 4.160 kV 6.600 kV 8.000 kV 11.000 kV 12.470 kV 23.900 kV 33.000 kV 66.000 kV 115.000 kV 132.000 kV 220.000 kV 433.000 kV | NA | No | 10
Equipment | eo_measuring_eqpt_inst | Measuring Equipment Installation | tp_date_of_data_collection | Date of Data collection | dd_phys_field | No | No | No | No |  | ds_char16_vector | No | 32
Equipment | eo_measuring_eqpt_inst | Measuring Equipment Installation | location_description_id | Location Description Id | dd_phys_field | No | No | No | No |  | integer | Yes | 10
Equipment | eo_measuring_eqpt_inst | Measuring Equipment Installation | load_location_mv | MV Secondary Location | dd_geom_field | point | No | No | No |  | NA | No | 10
Equipment | eo_measuring_eqpt_inst | Measuring Equipment Installation | annotation_hv | HV Annotation | dd_geom_field | text | No | No | No |  | NA | No | 10
Equipment | eo_measuring_eqpt_inst | Measuring Equipment Installation | markers | Markers | dd_join_field | No | Marker | M:N | No |  | NA | No | 20
Equipment | eo_measuring_eqpt_inst | Measuring Equipment Installation | load_location_lv | LV Secondary Location | dd_geom_field | point | No | No | No |  | NA | No | 10
Equipment | eo_measuring_eqpt_inst | Measuring Equipment Installation | source_location_hv | HV Primary Location | dd_geom_field | point | No | No | No |  | NA | No | 10
Equipment | eo_measuring_eqpt_inst | Measuring Equipment Installation | existing_phases | Existing Phases | dd_join_field | No | Measuring Equipment Existing Phase | 1:n | No |  | NA | No | 20
Equipment | eo_measuring_eqpt_inst | Measuring Equipment Installation | tertiary_location_hv | HV Tertiary Location | dd_geom_field | point | No | No | No |  | NA | No | 10
Equipment | eo_measuring_eqpt_inst | Measuring Equipment Installation | existing_assets | Existing Assets | dd_join_field | No | Measuring Equipment | join_via | No |  | NA | No | 20
Equipment | eo_measuring_eqpt_inst | Measuring Equipment Installation | tp_address | Address | dd_phys_field | No | No | No | No |  | ds_char16_vector | No | 32
Equipment | eo_measuring_eqpt_inst | Measuring Equipment Installation | mounting | Mounting | dd_phys_field | No | No | No | Yes | Overhead Underground Unknown | NA | Yes | 10
Equipment | eo_measuring_eqpt_inst | Measuring Equipment Installation | name | Name | dd_phys_field | No | No | No | No |  | ds_char16_vector | No | 64
Equipment | eo_measuring_eqpt_inst | Measuring Equipment Installation | tp_work_order_id | Work Order ID | dd_phys_field | No | No | No | No |  | ds_char16_vector | No | 64
Equipment | eo_measuring_eqpt_inst | Measuring Equipment Installation | circuit_source_stopper | Circuit Source/Stopper | dd_join_field | No | Circuit Source | 0:00 | No |  | NA | No | 20
Equipment | eo_measuring_eqpt_inst | Measuring Equipment Installation | schematic_links | Schematic Links | dd_join_field | No | Schematic Link | M:N | No |  | NA | No | 20
Equipment | eo_measuring_eqpt_inst | Measuring Equipment Installation | source_data | Source Data | dd_phys_field | No | No | No | No |  | ds_char16_vector | No | 6
Equipment | eo_measuring_eqpt_inst | Measuring Equipment Installation | source_location_mv | MV Primary Location | dd_geom_field | point | No | No | No |  | NA | No | 10
Equipment | eo_measuring_eqpt_inst | Measuring Equipment Installation | tertiary_location | Tertiary Location | dd_geom_field | point | No | No | No |  | NA | No | 10
Equipment | eo_measuring_eqpt_inst | Measuring Equipment Installation | tp_warranty_end_date | Warranty End Date | dd_phys_field | No | No | No | No |  | ds_date | No | 10
Equipment | eo_measuring_eqpt_inst | Measuring Equipment Installation | tp_ct_secondary | CT Secondary | dd_phys_field | No | No | No | No |  | float | No | 10
Equipment | eo_measuring_eqpt_inst | Measuring Equipment Installation | leader_line_other | Other Leader Line | dd_geom_field | simple_chain | No | No | No |  | NA | No | 10
Equipment | eo_measuring_eqpt_inst | Measuring Equipment Installation | feeding_section | Feeding Section | dd_join_field | No | Circuit Section | M:N | No |  | NA | No | 20
Equipment | eo_measuring_eqpt_inst | Measuring Equipment Installation | load_location_sub | Sub Secondary Location | dd_geom_field | point | No | No | No |  | NA | No | 10
Equipment | eo_measuring_eqpt_inst | Measuring Equipment Installation | tp_city | City | dd_phys_field | No | No | No | Yes | Others Unknown | NA | No | 10
Equipment | eo_measuring_eqpt_inst | Measuring Equipment Installation | source_nominal_voltage_pp | Primary Nominal Voltage | dd_phys_field | No | No | No | Yes | 0.000 V 110.000 V 120.000 V 208.000 V 220.000 V 230.000 V 240.000 V 415.000 V 2.400 kV 4.160 kV 6.600 kV 8.000 kV 11.000 kV 12.470 kV 23.900 kV 33.000 kV 66.000 kV 115.000 kV 132.000 kV 220.000 kV 433.000 kV | NA | No | 10
Equipment | eo_measuring_eqpt_inst | Measuring Equipment Installation | annotation | Annotation | dd_geom_field | text | No | No | No |  | NA | No | 10
Equipment | eo_measuring_eqpt_inst | Measuring Equipment Installation | tp_rated_short_time_current | Rated Short Time Current | dd_phys_field | No | No | No | No |  | float | No | 10
Equipment | eo_measuring_eqpt_inst | Measuring Equipment Installation | tp_data_collected_by | Data Collected By | dd_phys_field | No | No | No | No |  | ds_char16_vector | No | 32
Equipment | eo_measuring_eqpt_inst | Measuring Equipment Installation | tp_division_name | Division Name | dd_phys_field | No | No | No | Yes | Aska-1 Aska-2 Berhampur Division-1 Berhampur Division-2 Berhampur Division-3 Bhanjanagar Boudh Ganjam North Ganjam South Gunupur Hinjilicut Jeypore Koraput Malkangiri Nawarangpur Paralakhemundi Phulbani Purushottampur Raygada Unknown | NA | No | 10
Equipment | eo_measuring_eqpt_inst | Measuring Equipment Installation | leader_line_hv | HV Leader Line | dd_geom_field | simple_chain | No | No | No |  | NA | No | 10
Equipment | eo_measuring_eqpt_inst | Measuring Equipment Installation | future_assets | Future Assets | dd_join_field | No | Measuring Equipment | join_via | No |  | NA | No | 20
Equipment | eo_measuring_eqpt_inst | Measuring Equipment Installation | tp_ward_code | Ward Code | dd_phys_field | No | No | No | Yes | 0 1 2 3 4 5 6 Unknown | NA | No | 10
Equipment | eo_measuring_eqpt_inst | Measuring Equipment Installation | scada_type | SCADA Type | dd_phys_field | No | No | No | Yes | Control Monitored None Unknown | NA | No | 10
Equipment | eo_measuring_eqpt_inst | Measuring Equipment Installation | annotation_other | Other Annotation | dd_geom_field | text | No | No | No |  | NA | No | 10
Equipment | eo_measuring_eqpt_inst | Measuring Equipment Installation | tp_date_of_creation_in_gis | Date of Creation in GIS | dd_phys_field | No | No | No | No |  | ds_date | No | 10
Equipment | eo_measuring_eqpt_inst | Measuring Equipment Installation | circuit_and_section_boundary | Circuit/Section Boundary | dd_join_field | No | Circuit | M:N | No |  | NA | No | 20
Equipment | eo_measuring_eqpt_inst | Measuring Equipment Installation | source_location_other | Other Primary Location | dd_geom_field | point | No | No | No |  | NA | No | 10
Equipment | eo_measuring_eqpt_inst | Measuring Equipment Installation | tertiary_network_type | Tertiary Network Type | dd_phys_field | No | No | No | Yes | EHV HV LV MV Substation | NA | No | 10
Equipment | eo_measuring_eqpt_inst | Measuring Equipment Installation | tertiary_location_other | Other Tertiary Location | dd_geom_field | point | No | No | No |  | NA | No | 10
Equipment | eo_measuring_eqpt_inst | Measuring Equipment Installation | load_network_type | Secondary Network Type | dd_phys_field | No | No | No | Yes | EHV HV LV MV Substation | NA | No | 10
Equipment | eo_measuring_eqpt_inst | Measuring Equipment Installation | tp_installation_type | Installation Type | dd_phys_field | No | No | No | Yes | Combination In Door Out Door Unknown | NA | No | 10
Equipment | eo_measuring_eqpt_inst | Measuring Equipment Installation | tp_accuracy_class | Accuracy Class | dd_phys_field | No | No | No | No |  | ds_char16_vector | No | 32
Equipment | eo_measuring_eqpt_inst | Measuring Equipment Installation | scada_control_id | SCADA Control ID | dd_phys_field | No | No | No | No |  | ds_char16_vector | No | 12
Equipment | eo_measuring_eqpt_inst | Measuring Equipment Installation | tp_burden | Burden | dd_phys_field | No | No | No | No |  | float | No | 10
Equipment | eo_measuring_eqpt_inst | Measuring Equipment Installation | load_location_hv | HV Secondary Location | dd_geom_field | point | No | No | No |  | NA | No | 10
Equipment | eo_measuring_eqpt_inst | Measuring Equipment Installation | tp_sub_locality | Sub Locality | dd_phys_field | No | No | No | No |  | ds_char16_vector | No | 32
Equipment | eo_measuring_eqpt_inst | Measuring Equipment Installation | tp_earthing? | Earthing? | dd_phys_field | No | No | No | Yes | NA No Unknown Yes | NA | No | 10
Equipment | eo_measuring_eqpt_inst | Measuring Equipment Installation | tp_synchronization_indicator | Synchronization Indicator | dd_phys_field | No | No | No | Yes | NA No Unknown Yes | NA | No | 10
Equipment | eo_measuring_eqpt_inst | Measuring Equipment Installation | tertiary_location_sub | Sub Tertiary Location | dd_geom_field | point | No | No | No |  | NA | No | 10
Equipment | eo_measuring_eqpt_inst | Measuring Equipment Installation | tp_company_id | Company ID | dd_phys_field | No | No | No | No |  | ds_char16_vector | No | 32
Equipment | eo_measuring_eqpt_inst | Measuring Equipment Installation | remarks_annotation | Remarks Annotation | dd_geom_field | text | No | No | No |  | NA | No | 10
Equipment | eo_measuring_eqpt_inst | Measuring Equipment Installation | tertiary_location_lv | LV Tertiary Location | dd_geom_field | point | No | No | No |  | NA | No | 10
Equipment | eo_measuring_eqpt_inst | Measuring Equipment Installation | tp_circle_code | Circle Code | dd_phys_field | No | No | No | Yes | 0 21 29 31 34 35 71 Unknown | NA | No | 10
Equipment | eo_measuring_eqpt_inst | Measuring Equipment Installation | leader_line_mv | MV Leader Line | dd_geom_field | simple_chain | No | No | No |  | NA | No | 10
Equipment | eo_measuring_eqpt_inst | Measuring Equipment Installation | installation_group | Installation Group | dd_join_field | No | Installation Group | 0:N | No |  | NA | No | 20
Equipment | eo_measuring_eqpt_inst | Measuring Equipment Installation | leader_line_lv | LV Leader Line | dd_geom_field | simple_chain | No | No | No |  | NA | No | 10
Equipment | eo_measuring_eqpt_inst | Measuring Equipment Installation | annotation_mv | MV Annotation | dd_geom_field | text | No | No | No |  | NA | No | 10
Equipment | eo_measuring_eqpt_inst | Measuring Equipment Installation | leader_line | Leader Line | dd_geom_field | simple_chain | No | No | No |  | NA | No | 10
Equipment | eo_measuring_eqpt_inst | Measuring Equipment Installation | load_location_other | Other Secondary Location | dd_geom_field | point | No | No | No |  | NA | No | 10
Equipment | eo_measuring_eqpt_inst | Measuring Equipment Installation | tp_sap_functional_location | SAP Functional Location | dd_phys_field | No | No | No | No |  | ds_char16_vector | No | 32
Equipment | eo_measuring_eqpt_inst | Measuring Equipment Installation | tp_relay_indicator? | Relay Indicator? | dd_phys_field | No | No | No | Yes | NA No Unknown Yes | NA | No | 10
Equipment | eo_measuring_eqpt_inst | Measuring Equipment Installation | tp_surveyor_remark_id | Tp Surveyor Remark Id | dd_phys_field | No | No | No | No |  | integer | No | 10
Equipment | eo_measuring_eqpt_inst | Measuring Equipment Installation | tp_division_code | Division Code | dd_phys_field | No | No | No | Yes | 0 1 2 3 4 5 6 Unknown | NA | No | 10
Equipment | eo_measuring_eqpt_inst | Measuring Equipment Installation | bay | Bay | dd_join_field | No | Bay | 0:N | No |  | NA | No | 20
Equipment | eo_measuring_eqpt_inst | Measuring Equipment Installation | tp_pt_primary | PT Primary | dd_phys_field | No | No | No | No |  | float | No | 10
Equipment | eo_measuring_eqpt_inst | Measuring Equipment Installation | style_subcode | Style Subcode | dd_phys_field | No | No | No | Yes | Current Transformer Abandoned Current Transformer Existing Current Transformer Existing with change Current Transformer Inactive Current Transformer Proposed Abandon Current Transformer Proposed Install Current Transformer Proposed Relocate Current Transformer Proposed Remove Current Transformer Proposed Replace Current Transformer Removed Current Transformer Temporary Unknown Unknown Abandoned Unknown Existing Unknown Existing with change Unknown Inactive Unknown Proposed Abandon Unknown Proposed Install Unknown Proposed Relocate Unknown Proposed Remove Unknown Proposed Replace Unknown Removed Unknown Temporary Voltage Transformer Abandoned Voltage Transformer Existing Voltage Transformer Existing with change Voltage Transformer Inactive Voltage Transformer Proposed Abandon Voltage Transformer Proposed Install Voltage Transformer Proposed Relocate Voltage Transformer Proposed Remove Voltage Transformer Proposed Replace Voltage Transformer Removed Voltage Transformer Temporary | NA | No | 6
Equipment | eo_measuring_eqpt_inst | Measuring Equipment Installation | tp_time_of_data_collection | Time of data collection | dd_phys_field | No | No | No | No |  | ds_char16_vector | No | 32
Equipment | eo_measuring_eqpt_inst | Measuring Equipment Installation | tp_pin_code | Pin Code | dd_phys_field | No | No | No | No |  | integer | No | 10
Equipment | eo_measuring_eqpt_inst | Measuring Equipment Installation | tp_feeder_name | Feeder Name | dd_phys_field | No | No | No | No |  | ds_char16_vector | No | 32
Equipment | eo_measuring_eqpt_inst | Measuring Equipment Installation | source_location | Primary Location | dd_geom_field | point | No | No | No |  | NA | No | 10
Equipment | eo_measuring_eqpt_inst | Measuring Equipment Installation | tp_previous_installed_location | Prev. Installed Location | dd_phys_field | No | No | No | No |  | ds_char16_vector | No | 32
Equipment | eo_measuring_eqpt_inst | Measuring Equipment Installation | tp_section_code | Section Code | dd_phys_field | No | No | No | Yes | 0 1 2 3 4 5 6 Unknown | NA | No | 10
Equipment | eo_measuring_eqpt_inst | Measuring Equipment Installation | past_assets | Past Assets | dd_join_field | No | Measuring Equipment | join_via | No |  | NA | No | 20
Equipment | eo_measuring_eqpt_inst | Measuring Equipment Installation | tp_section_name | Section Name | dd_phys_field | No | No | No | Yes | Eso Adava Eso Ambapua Eso Aska-1 Eso B Singipur Eso Badagada Eso Baipariguda Eso Balimela Eso Balipadar Eso Balisira Eso Balliguda Eso Bandhugaon Eso Baunsuni Eso Beguniapada Eso Belaguntha Eso Bhejiput Eso Bissam Ctc Eso Bomakei Eso Boriguma Eso Boudh Eso Budhamba Eso Buguda Eso Chandahandi Eso Chandragiri Eso Chatrapur-i Eso Chatrapur-ii Eso Chikiti Eso Chirikipada Eso Dabugam Eso Daringibadi Eso Dharakote Eso Digapahandi Eso E S O-i Eso E S O-ii Eso E.s.o.no.1 Eso E.s.o.no.2 Eso E.s.o.no.3 Eso G.nuagam-2 Eso G.udayagiri Eso Gandhinagar Eso Ganjam Eso Garabandha Eso Golanthara Eso Gopalpur Eso Gudari Eso Gumma Eso Gumuda Eso Gunupur Eso Gunupur Rural Eso Head Quarter Eso Hinjilicut Eso J N Prasad Eso J.k.pur Eso Jagapur Eso Jharigam Eso Jyp No.1 Eso Jyp No.2 Eso Jyp No.3 Eso K B Pur Eso K S Nagar Eso Kakiriguma Eso Kalimela Eso Kanchuru Eso Kanisi Eso Kanteipally Eso Kasinagar Eso Kasipur Eso Keshpur Eso Khajuripada Eso Khajuripada-i Eso Khallikote Eso Kodala Eso Konkarada Eso Koraput Sec-i Eso Koraput Sec-ii Eso Kosagumuda Eso Kotpad Eso Kukudakhandi Eso Kundra Eso Lanjipally Eso Lathi Eso Laxmipur Eso Luchapada Eso Malkangiri Eso Malud Eso Manamunda Eso Mathili Eso Medical Eso Mohana Eso Muniguda Eso Nabarangpur Eso Nabarangpur Rural Eso Nandapur Eso Nuagam-1 Eso Nuagam-2 Eso Nuapada Eso P S Pur Eso Padmapur Eso Papadahandi Eso Paralakhemundi Eso Parlakhemundi Rural Eso Patrapur Eso Pattangi Eso Pattapur Eso Phiringia Eso Phulbani Eso Pitala Eso Polosara Eso Pudamari Eso Purunakatak Eso R.Udaygiri Eso Raigada Eso Raighar Eso Raikia Eso Rambha Eso Ramnaguda Eso Randhapalli Eso Rayagada Rural Eso Rayagada-1 Eso Rayagada-2 Eso Sheragada Eso Sikarpai Eso Similiguda Eso Soroda Eso Sunabeda Eso Surangi Eso T Khunti Eso Taratarini Eso Therubali Eso Tikabali Eso Tilisingi Eso Tumudibandha Eso Umerkote Eso University Eso Upalada Unknown | NA | No | 10
Equipment | eo_measuring_eqpt_inst | Measuring Equipment Installation | tp_pt_secondary | PT Secondary | dd_phys_field | No | No | No | No |  | float | No | 10
Equipment | eo_measuring_eqpt_inst | Measuring Equipment Installation | tp_sub_division_name | Sub Division Name | dd_phys_field | No | No | No | Yes | Aska Balimela Balliguda Belaguntha Bhanjanagar-i Bhanjanagar-ii Bijipur Bijipur-Industrial Bissam Cuttack Boriguma Boudh Buguda Chatrapur Chikiti Digapahandi G Udayagiri Gopalpur Gumuda Gunupur Hinjilicut JESD-1 JESD-2 Kabisuryanagar Kanisi Kasinagar Khallikote Kodala Koraput Laxmipur Malkangiri Manmunda Mohana Nawarangpur Nuagam Papadahandi Paralakhemundi Phulbani Polasara Purushottampur R Udaygiri Rambha Raygada SDO-1 SDO-2 SDO-3 SDO-4 Sheragada Sorada Sunabeda Therubali Umarkote Unknown Uppalada | NA | No | 10
Equipment | eo_measuring_eqpt_inst | Measuring Equipment Installation | leader_line_sub | Sub Leader Line | dd_geom_field | simple_chain | No | No | No |  | NA | No | 10
Equipment | eo_measuring_eqpt_inst | Measuring Equipment Installation | alias | Alias | dd_phys_field | No | No | No | No |  | ds_char16_vector | No | 64
Equipment | eo_measuring_eqpt_inst | Measuring Equipment Installation | phase_context | Phase Context | dd_phys_field | No | No | No | Yes | Unknown | NA | Yes | 10
Equipment | eo_measuring_eqpt_inst | Measuring Equipment Installation | load_location | Secondary Location | dd_geom_field | point | No | No | No |  | NA | No | 10
Equipment | eo_measuring_eqpt_inst | Measuring Equipment Installation | tp_locality | Locality | dd_phys_field | No | No | No | No |  | ds_char16_vector | No | 32
Equipment | eo_measuring_eqpt_inst | Measuring Equipment Installation | remarks_id | Remarks Id | dd_phys_field | No | No | No | No |  | integer | Yes | 10
Equipment | eo_measuring_eqpt_inst | Measuring Equipment Installation | measurement_type | Measurement Type | dd_phys_field | No | No | No | Yes | Current Unknown Voltage | NA | No | 10
Equipment | eo_measuring_eqpt_inst | Measuring Equipment Installation | tp_rated_continuous_current | Rated Continuous Current | dd_phys_field | No | No | No | No |  | float | No | 10
Equipment | eo_measuring_eqpt_inst | Measuring Equipment Installation | future_phasing | Future Phasing | dd_derived_field | No | No | No | Yes | A AB ABC ABCN ABCNE ABN ABNE AC ACB ACBN ACN ACNE AN ANE B BA BAC BACN BAN BC BCA BCAN BCN BCNE BN BNE BR C CA CAB CABN CAN CB CBA CBAN CBN CN CNE Earth Neutral Neutral-Earth Not Applicable R RB RY RYB RYBN Static Unknown Y YB | NA | No | 10
Equipment | eo_measuring_eqpt_inst | Measuring Equipment Installation | existing_phasing | Existing Phasing | dd_derived_field | No | No | No | Yes | A AB ABC ABCN ABCNE ABN ABNE AC ACB ACBN ACN ACNE AN ANE B BA BAC BACN BAN BC BCA BCAN BCN BCNE BN BNE BR C CA CAB CABN CAN CB CBA CBAN CBN CN CNE Earth Neutral Neutral-Earth Not Applicable R RB RY RYB RYBN Static Unknown Y YB | NA | No | 10
Equipment | eo_measuring_eqpt_inst | Measuring Equipment Installation | tp_synch_indicator? | Synch Indicator? | dd_phys_field | No | No | No | Yes | NA No Unknown Yes | NA | No | 10
Equipment | eo_measuring_eqpt_inst | Measuring Equipment Installation | device_type | Device Type | dd_derived_field | No | No | No | Yes | CTPT Unit Current Transformer Unknown Voltage Transformer | NA | No | 10
Equipment | eo_measuring_eqpt_inst | Measuring Equipment Installation | source_location_lv | LV Primary Location | dd_geom_field | point | No | No | No |  | NA | No | 10
Equipment | eo_protective_eqpt_controller | Protective Equipment Controller | date_installed | Date Installed | dd_phys_field | No | No | No | No |  | ds_date | No | 10
Equipment | eo_protective_eqpt_controller | Protective Equipment Controller | manufacturer | Manufacturer | dd_phys_field | No | No | No | Yes | ABB Avon Bell Lumber Bentex Linger Switchgear Bharat Heavy Electricals Capital Meters ECE Elymer Electrics GEC Alsthom General Electric Genus Infrastructures Havells Himachal Energy Hpl Electric & Power Indotech Switchgear & Controls (Delhi) International Paper J.H. Baxter Jaipur Electronics Jnj Powercom Juvas Koppers L.D. McFarland Landis & Gyr Larsen & Toubro Montel Limited North Pacfic Lumber Oeser Other Palmohan Pole Star Powertech Secure Meter SquareD Stella-Jones Suzhou Power Meter Taylor Lumber Unknown Visiontek Westinghouse Weyerhaeuser ZEN | NA | No | 10
Equipment | eo_protective_eqpt_controller | Protective Equipment Controller | device_type | Device Type | dd_phys_field | No | No | No | Yes | Unknown | NA | No | 10
Equipment | eo_protective_eqpt_controller | Protective Equipment Controller | owner_type | Owner Type | dd_phys_field | No | No | No | Yes | Company Owned Customer Customer Owned Electric Utility-TPSODL Foreign Owned Other Utility Owned Unknown | NA | Yes | 16
Equipment | eo_protective_eqpt_controller | Protective Equipment Controller | specification | Specification | dd_join_field | No | Protective Equipment Controller Spec | 0:n | No |  | NA | No | 20
Equipment | eo_protective_eqpt_controller | Protective Equipment Controller | operational_mode | Operational Mode | dd_phys_field | No | No | No | Yes | Automatic Local Remote Unknown | NA | Yes | 10
Equipment | eo_protective_eqpt_controller | Protective Equipment Controller | specification_description | Specification Description | dd_derived_field | No | No | No | No |  | ds_char16_vector | No | 10
Equipment | eo_protective_eqpt_controller | Protective Equipment Controller | serial_number | Serial Number | dd_phys_field | No | No | No | No |  | ds_char16_vector | No | 20
Equipment | eo_protective_eqpt_controller | Protective Equipment Controller | status | Lifecycle Status | dd_phys_field | No | No | No | Yes | Abandoned Existing Inactive Proposed Abandon Proposed Install Proposed Relocate Proposed Remove Proposed Replace Removed Temporary | NA | Yes | 10
Equipment | eo_protective_eqpt_controller | Protective Equipment Controller | owner_name | Owner Name | dd_phys_field | No | No | No | Yes | Cable Company Customer Electric Utility Telephone Company Unknown | NA | No | 10
Equipment | eo_protective_eqpt_controller | Protective Equipment Controller | equipment | Equipment | dd_join_field | No | Protective Equipment | 0:n | No |  | NA | No | 20
Equipment | eo_protective_eqpt_controller | Protective Equipment Controller | asset_id | Asset ID | dd_phys_field | No | No | No | No |  | ds_char16_vector | No | 36
Equipment | eo_protective_eqpt_controller | Protective Equipment Controller | embedded_ind | Embedded | dd_derived_field | No | No | No | Yes | No Unknown Yes | NA | No | 9
Equipment | eo_protective_eqpt_controller | Protective Equipment Controller | id | Id | dd_phys_field | No | No | No | No |  | integer | Yes | 10
Equipment | eo_protective_eqpt_controller | Protective Equipment Controller | alias | Alias | dd_phys_field | No | No | No | No |  | ds_char16_vector | No | 64
Equipment | eo_protective_eqpt_controller | Protective Equipment Controller | name | Name | dd_phys_field | No | No | No | No |  | ds_char16_vector | No | 64
Equipment | eo_equipment_assembly | Equipment Assembly | remarks_annotation | Remarks Annotation | dd_geom_field | text | No | No | No |  | NA | No | 10
Equipment | eo_equipment_assembly | Equipment Assembly | status | Lifecycle Status | dd_phys_field | No | No | No | Yes | Abandoned Existing Inactive Proposed Abandon Proposed Install Proposed Relocate Proposed Remove Proposed Replace Removed Temporary | NA | Yes | 10
Equipment | eo_equipment_assembly | Equipment Assembly | bay | Bay | dd_join_field | No | Bay | 0:N | No |  | NA | No | 20
Equipment | eo_equipment_assembly | Equipment Assembly | style_subcode | Style Subcode | dd_phys_field | No | No | No | Yes | Capacitor Abandoned Capacitor Existing Capacitor Inactive Capacitor Proposed Abandon Capacitor Proposed Install Capacitor Proposed Relocate Capacitor Proposed Remove Capacitor Proposed Replace Capacitor Removed Capacitor Temporary Recloser Abandoned Recloser Existing Recloser Inactive Recloser Proposed Abandon Recloser Proposed Install Recloser Proposed Relocate Recloser Proposed Remove Recloser Proposed Replace Recloser Removed Recloser Temporary Regulator Abandoned Regulator Existing Regulator Inactive Regulator Proposed Abandon Regulator Proposed Install Regulator Proposed Relocate Regulator Proposed Remove Regulator Proposed Replace Regulator Removed Regulator Temporary Sectionaliser Abandoned Sectionaliser Existing Sectionaliser Inactive Sectionaliser Proposed Abandon Sectionaliser Proposed Install Sectionaliser Proposed Relocate Sectionaliser Proposed Remove Sectionaliser Proposed Replace Sectionaliser Removed Sectionaliser Temporary Unknown Abandoned Unknown Existing Unknown Inactive Unknown Proposed Abandon Unknown Proposed Install Unknown Proposed Relocate Unknown Proposed Remove Unknown Proposed Replace Unknown Removed Unknown Temporary | NA | No | 10
Equipment | eo_equipment_assembly | Equipment Assembly | id | Id | dd_phys_field | No | No | No | No |  | integer | Yes | 10
Equipment | eo_equipment_assembly | Equipment Assembly | remarks_id | Remarks Id | dd_phys_field | No | No | No | No |  | integer | Yes | 10
Equipment | eo_equipment_assembly | Equipment Assembly | installation_group | Installation Group | dd_join_field | No | Installation Group | 0:N | No |  | NA | No | 20
Equipment | eo_equipment_assembly | Equipment Assembly | annotation | Annotation | dd_geom_field | text | No | No | No |  | NA | No | 10
Equipment | eo_equipment_assembly | Equipment Assembly | design | Design | dd_phys_field | No | No | No | No |  | ds_char16_vector | No | 40
Equipment | eo_equipment_assembly | Equipment Assembly | type | Type | dd_phys_field | No | No | No | Yes | Capacitor Recloser Regulator Sectionaliser Unknown | NA | Yes | 10
Equipment | eo_equipment_assembly | Equipment Assembly | location | Location | dd_geom_field | simple_point | No | No | No |  | NA | No | 10
Equipment | eo_equipment_assembly | Equipment Assembly | leader_line | Leader Line | dd_geom_field | simple_chain | No | No | No |  | NA | No | 10
Building Structures | eo_building_floor | Building Floor | eo_floor_design | Design | dd_phys_field | No | No | No | Yes | Unknown | NA | No | 10
Building Structures | eo_building_floor | Building Floor | eo_building | Building | dd_join_field | No | Building | 0:n | No |  | NA | No | 20
Building Structures | eo_building_floor | Building Floor | status | Lifecycle Status | dd_phys_field | No | No | No | Yes | Abandoned Existing Inactive Proposed Abandon Proposed Install Proposed Relocate Proposed Remove Proposed Replace Removed Temporary | NA | Yes | 10
Building Structures | eo_building_floor | Building Floor | extent | Extent | dd_geom_field | simple_area | No | No | No |  | NA | No | 10
Building Structures | eo_building_floor | Building Floor | bays | Bays | dd_join_field | No | Bay | 0:N | No |  | NA | No | 20
Building Structures | eo_building_floor | Building Floor | remarks_id | Remarks Id | dd_phys_field | No | No | No | No |  | integer | Yes | 10
Building Structures | eo_building_floor | Building Floor | remarks_annotation | Remarks Annotation | dd_geom_field | text | No | No | No |  | NA | No | 10
Building Structures | eo_building_floor | Building Floor | source_data | Source Data | dd_phys_field | No | No | No | No |  | ds_char16_vector | No | 6
Building Structures | eo_building_floor | Building Floor | annotation | Annotation | dd_geom_field | text | No | No | No |  | NA | No | 10
Building Structures | eo_building_floor | Building Floor | id | Id | dd_phys_field | No | No | No | No |  | integer | Yes | 10
Building Structures | eo_building_floor | Building Floor | name | Name | dd_phys_field | No | No | No | No |  | ds_char16_vector | No | 40
Building Structures | eo_building_floor | Building Floor | source_id | Source ID | dd_phys_field | No | No | No | No |  | integer | No | 10
Building Structures | eo_building_floor | Building Floor | leader_line | Leader Line | dd_geom_field | simple_chain | No | No | No |  | NA | No | 10
Building Structures | eo_building | Building | remarks_id | Remarks Id | dd_phys_field | No | No | No | No |  | integer | Yes | 10
Building Structures | eo_building | Building | location | Location | dd_geom_field | point | No | No | No |  | NA | No | 10
Building Structures | eo_building | Building | et_antennas | Antennas | dd_join_field | No | Antenna | 0:N | No |  | NA | No | 20
Building Structures | eo_building | Building | annotation | Annotation | dd_geom_field | text | No | No | No |  | NA | No | 10
Building Structures | eo_building | Building | type | Type | dd_phys_field | No | No | No | Yes | Apartment/Condominium Arena/Public Assembly Church Day Care Center Duplex Entertainment Golf Course Clubhouse Government Health Care Center Hospital Light Industry/Office Manufacturing Motel/Hotel Multi Family Other Park Parking Lot/Structure Prison School Shopping Center/Retail Single Family Unknown Warehouse | NA | Yes | 10
Building Structures | eo_building | Building | number_of_floors | Number Of Floors | dd_derived_field | No | No | No | No |  | integer | No | 10
Building Structures | eo_building | Building | location_description_id | location_description_id | dd_phys_field | No | No | No | No |  | integer | Yes | 10
Building Structures | eo_building | Building | extent | Extent | dd_geom_field | area | No | No | No |  | NA | No | 10
Building Structures | eo_building | Building | schematic_areas | Schematic Areas | dd_join_field | No | Schematic Area | M:N | No |  | NA | No | 20
Building Structures | eo_building | Building | status | Lifecycle Status | dd_phys_field | No | No | No | Yes | Abandoned Existing Inactive Proposed Abandon Proposed Install Proposed Relocate Proposed Remove Proposed Replace Removed Temporary | NA | Yes | 10
Building Structures | eo_building | Building | id | Id | dd_phys_field | No | No | No | No |  | integer | Yes | 10
Building Structures | eo_building | Building | installation_groups | Installation Groups | dd_join_field | No | Installation Group | 0:N | No |  | NA | No | 20
Building Structures | eo_building | Building | alias | Alias | dd_phys_field | No | No | No | No |  | ds_char16_vector | No | 64
Building Structures | eo_building | Building | name | Name | dd_phys_field | No | No | No | No |  | ds_char16_vector | No | 40
Building Structures | eo_building | Building | leader_line | Leader Line | dd_geom_field | simple_chain | No | No | No |  | NA | No | 10
Building Structures | eo_building | Building | eo_building_floors | Building Floors | dd_join_field | No | Building Floor | 0:n | No |  | NA | No | 20
Building Structures | eo_building | Building | bays | Bays | dd_join_field | No | Bay | 0:N | No |  | NA | No | 20
Building Structures | eo_building | Building | remarks_annotation | Remarks Annotation | dd_geom_field | text | No | No | No |  | NA | No | 10
Building Structures | eo_building | Building | occupant_count | Occupant Count | dd_phys_field | No | No | No | No |  | integer | No | 10
Building Structures | eo_building | Building | markers | Markers | dd_join_field | No | Marker | M:N | No |  | NA | No | 20
Distribution Structures | ed_pad | Pad | owner_type | Owner Type | dd_phys_field | No | No | No | Yes | Company Owned Customer Owned Foreign Owned Other Utility Owned Unknown | NA | Yes | 16
Distribution Structures | ed_pad | Pad | pro_annotation | Proposed Annotation | dd_geom_field | text | No | No | No |  | NA | No | 10
Distribution Structures | ed_pad | Pad | design | Design | dd_phys_field | No | No | No | No |  | ds_char16_vector | No | 40
Distribution Structures | ed_pad | Pad | leader_line | Leader Line | dd_geom_field | simple_chain | No | No | No |  | NA | No | 10
Distribution Structures | ed_pad | Pad | exi_location | Existing Location | dd_geom_field | point | No | No | No |  | NA | No | 10
Distribution Structures | ed_pad | Pad | internal_annotation | Internal Annotation | dd_geom_field | text | No | No | No |  | NA | No | 10
Distribution Structures | ed_pad | Pad | tem_location | Temporary Location | dd_geom_field | point | No | No | No |  | NA | No | 10
Distribution Structures | ed_pad | Pad | pro_internal_annotation | Proposed Internal Annotation | dd_geom_field | text | No | No | No |  | NA | No | 10
Distribution Structures | ed_pad | Pad | asset_id | Asset ID | dd_phys_field | No | No | No | No |  | ds_char16_vector | No | 36
Distribution Structures | ed_pad | Pad | size_val | Size | dd_phys_field | No | No | No | Yes | 2x2 2x3 3x3 3x4 4x4 Unknown | NA | Yes | 9
Distribution Structures | ed_pad | Pad | markers | Markers | dd_join_field | No | Marker | M:N | No |  | NA | No | 20
Distribution Structures | ed_pad | Pad | bays | Bays | dd_join_field | No | Bay | 0:N | No |  | NA | No | 20
Distribution Structures | ed_pad | Pad | pro_location | Proposed Location | dd_geom_field | point | No | No | No |  | NA | No | 10
Distribution Structures | ed_pad | Pad | annotation | Annotation | dd_geom_field | text | No | No | No |  | NA | No | 10
Distribution Structures | ed_pad | Pad | location | Location | dd_geom_field | point | No | No | No |  | NA | No | 10
Distribution Structures | ed_pad | Pad | pro_aba_annotation | Proposed Abandon Annotation | dd_geom_field | text | No | No | No |  | NA | No | 10
Distribution Structures | ed_pad | Pad | remarks_id | Remarks ID | dd_phys_field | No | No | No | No |  | integer | No | 10
Distribution Structures | ed_pad | Pad | owner_name | Owner Name | dd_phys_field | No | No | No | No |  | ds_char16_vector | No | 120
Distribution Structures | ed_pad | Pad | remarks_annotation | Remarks Annotation | dd_geom_field | text | No | No | No |  | NA | No | 10
Distribution Structures | ed_pad | Pad | id | Id | dd_phys_field | No | No | No | No |  | integer | Yes | 10
Distribution Structures | ed_pad | Pad | source_id | Source ID | dd_phys_field | No | No | No | No |  | integer | No | 10
Distribution Structures | ed_pad | Pad | tem_internal_annotation | Temporary Internal Annotation | dd_geom_field | text | No | No | No |  | NA | No | 10
Distribution Structures | ed_pad | Pad | location_description_id | Location Description Id | dd_phys_field | No | No | No | No |  | integer | Yes | 10
Distribution Structures | ed_pad | Pad | material | Material | dd_phys_field | No | No | No | Yes | Aluminium Concrete Fiberglass Polycrete Precast Steel Unknown | NA | No | 12
Distribution Structures | ed_pad | Pad | pro_aba_location | Proposed Abandon Location | dd_geom_field | point | No | No | No |  | NA | No | 10
Distribution Structures | ed_pad | Pad | pro_rep_internal_annotation | Proposed Replace Internal Annotation | dd_geom_field | text | No | No | No |  | NA | No | 10
Distribution Structures | ed_pad | Pad | pro_rep_annotation | Proposed Replace Annotation | dd_geom_field | text | No | No | No |  | NA | No | 10
Distribution Structures | ed_pad | Pad | aba_location | Abandoned Location | dd_geom_field | point | No | No | No |  | NA | No | 10
Distribution Structures | ed_pad | Pad | tem_annotation | Temporary Annotation | dd_geom_field | text | No | No | No |  | NA | No | 10
Distribution Structures | ed_pad | Pad | pro_rem_location | Proposed Remove Location | dd_geom_field | point | No | No | No |  | NA | No | 10
Distribution Structures | ed_pad | Pad | pro_aba_internal_annotation | Proposed Abandon Internal Annotation | dd_geom_field | text | No | No | No |  | NA | No | 10
Distribution Structures | ed_pad | Pad | rem_annotation | Removed Annotation | dd_geom_field | text | No | No | No |  | NA | No | 10
Distribution Structures | ed_pad | Pad | ina_annotation | Inactive Annotation | dd_geom_field | text | No | No | No |  | NA | No | 10
Distribution Structures | ed_pad | Pad | schematic_areas | Schematic Areas | dd_join_field | No | Schematic Area | M:N | No |  | NA | No | 20
Distribution Structures | ed_pad | Pad | aba_annotation | Abandoned Annotation | dd_geom_field | text | No | No | No |  | NA | No | 10
Distribution Structures | ed_pad | Pad | ed_structure_nodes | Structure Nodes | dd_join_field | No | Distribution Structure Node | 0:n | No |  | NA | No | 20
Distribution Structures | ed_pad | Pad | ina_location | Inactive Location | dd_geom_field | point | No | No | No |  | NA | No | 10
Distribution Structures | ed_pad | Pad | rem_internal_annotation | Removed Internal Annotation | dd_geom_field | text | No | No | No |  | NA | No | 10
Distribution Structures | ed_pad | Pad | type | Type | dd_phys_field | No | No | No | Yes | Boxpad Pad Polypad Subsurface Unknown | NA | Yes | 24
Distribution Structures | ed_pad | Pad | et_structure_nodes | Transmission Structure Nodes | dd_join_field | No | Transmission Structure Node | 0:n | No |  | NA | No | 20
Distribution Structures | ed_pad | Pad | number | Number | dd_phys_field | No | No | No | No |  | ds_char16_vector | No | 15
Distribution Structures | ed_pad | Pad | pro_rem_annotation | Proposed Remove Annotation | dd_geom_field | text | No | No | No |  | NA | No | 10
Distribution Structures | ed_pad | Pad | rem_location | Removed Location | dd_geom_field | point | No | No | No |  | NA | No | 10
Distribution Structures | ed_pad | Pad | aba_internal_annotation | Abandoned Internal Annotation | dd_geom_field | text | No | No | No |  | NA | No | 10
Distribution Structures | ed_pad | Pad | pro_rem_internal_annotation | Proposed Remove Internal Annotation | dd_geom_field | text | No | No | No |  | NA | No | 10
Distribution Structures | ed_pad | Pad | installation_groups | Installation Groups | dd_join_field | No | Installation Group | 0:N | No |  | NA | No | 20
Distribution Structures | ed_pad | Pad | exi_internal_annotation | Existing Internal Annotation | dd_geom_field | text | No | No | No |  | NA | No | 10
Distribution Structures | ed_pad | Pad | circuit_and_section | Circuit/Section | dd_join_field | No | Circuit | M:N | No |  | NA | No | 20
Distribution Structures | ed_pad | Pad | box_pad_usage | Box Pad Usage | dd_phys_field | No | No | No | Yes | Feedthru Foundation Loop N/A Unknown | NA | No | 12
Distribution Structures | ed_pad | Pad | source_data | Source Data | dd_phys_field | No | No | No | No |  | ds_char16_vector | No | 64
Distribution Structures | ed_pad | Pad | date_installed | Date Installed | dd_phys_field | No | No | No | No |  | ds_date | No | 19
Distribution Structures | ed_pad | Pad | ina_internal_annotation | Inactive Internal Annotation | dd_geom_field | text | No | No | No |  | NA | No | 10
Distribution Structures | ed_pad | Pad | status | Status | dd_phys_field | No | No | No | Yes | Abandoned Existing Inactive Proposed Abandon Proposed Install Proposed Relocate Proposed Remove Proposed Replace Removed Temporary | NA | Yes | 20
Distribution Structures | ed_pad | Pad | exi_annotation | Existing Annotation | dd_geom_field | text | No | No | No |  | NA | No | 10
Distribution Structures | ed_pad | Pad | pro_rep_location | Proposed Replace Location | dd_geom_field | point | No | No | No |  | NA | No | 10
Distribution Structures | ed_pullbox | Pullbox | pro_aba_location | Proposed Abandon Location | dd_geom_field | point | No | No | No |  | NA | No | 10
Distribution Structures | ed_pullbox | Pullbox | rem_annotation | Removed Annotation | dd_geom_field | text | No | No | No |  | NA | No | 10
Distribution Structures | ed_pullbox | Pullbox | installation_groups | Installation Groups | dd_join_field | No | Installation Group | 0:N | No |  | NA | No | 20
Distribution Structures | ed_pullbox | Pullbox | pro_annotation | Proposed Annotation | dd_geom_field | text | No | No | No |  | NA | No | 10
Distribution Structures | ed_pullbox | Pullbox | source_data | Source Data | dd_phys_field | No | No | No | No |  | ds_char16_vector | No | 64
Distribution Structures | ed_pullbox | Pullbox | exi_annotation | Existing Annotation | dd_geom_field | text | No | No | No |  | NA | No | 10
Distribution Structures | ed_pullbox | Pullbox | length | Length | dd_phys_field | No | No | No | No |  | float | No | 10
Distribution Structures | ed_pullbox | Pullbox | number | Number | dd_phys_field | No | No | No | No |  | ds_char16_vector | No | 15
Distribution Structures | ed_pullbox | Pullbox | owner_type | Owner Type | dd_phys_field | No | No | No | Yes | Company Owned Customer Owned Foreign Owned Other Utility Owned Unknown | NA | Yes | 16
Distribution Structures | ed_pullbox | Pullbox | location_description_id | Location Description Id | dd_phys_field | No | No | No | No |  | integer | Yes | 10
Distribution Structures | ed_pullbox | Pullbox | depth | Depth | dd_phys_field | No | No | No | No |  | float | No | 10
Distribution Structures | ed_pullbox | Pullbox | ina_location | Inactive Location | dd_geom_field | point | No | No | No |  | NA | No | 10
Distribution Structures | ed_pullbox | Pullbox | remarks_annotation | Remarks Annotation | dd_geom_field | text | No | No | No |  | NA | No | 10
Distribution Structures | ed_pullbox | Pullbox | date_installed | Date Installed | dd_phys_field | No | No | No | No |  | ds_date | No | 19
Distribution Structures | ed_pullbox | Pullbox | pro_aba_annotation | Proposed Abandon Annotation | dd_geom_field | text | No | No | No |  | NA | No | 10
Distribution Structures | ed_pullbox | Pullbox | owner_name | Owner Name | dd_phys_field | No | No | No | No |  | ds_char16_vector | No | 120
Distribution Structures | ed_pullbox | Pullbox | ina_annotation | Inactive Annotation | dd_geom_field | text | No | No | No |  | NA | No | 10
Distribution Structures | ed_pullbox | Pullbox | design | Design | dd_phys_field | No | No | No | No |  | ds_char16_vector | No | 40
Distribution Structures | ed_pullbox | Pullbox | leader_line | Leader Line | dd_geom_field | simple_chain | No | No | No |  | NA | No | 10
Distribution Structures | ed_pullbox | Pullbox | pro_rem_annotation | Proposed Remove Annotation | dd_geom_field | text | No | No | No |  | NA | No | 10
Distribution Structures | ed_pullbox | Pullbox | et_structure_nodes | Transmission Structure Nodes | dd_join_field | No | Transmission Structure Node | 0:n | No |  | NA | No | 20
Distribution Structures | ed_pullbox | Pullbox | rem_location | Removed Location | dd_geom_field | point | No | No | No |  | NA | No | 10
Distribution Structures | ed_pullbox | Pullbox | ed_structure_nodes | Structure Nodes | dd_join_field | No | Distribution Structure Node | 0:n | No |  | NA | No | 20
Distribution Structures | ed_pullbox | Pullbox | aba_annotation | Abandoned Annotation | dd_geom_field | text | No | No | No |  | NA | No | 10
Distribution Structures | ed_pullbox | Pullbox | pro_rep_annotation | Proposed Replace Annotation | dd_geom_field | text | No | No | No |  | NA | No | 10
Distribution Structures | ed_pullbox | Pullbox | pro_rem_location | Proposed Remove Location | dd_geom_field | point | No | No | No |  | NA | No | 10
Distribution Structures | ed_pullbox | Pullbox | circuit_and_section | Circuit/Section | dd_join_field | No | Circuit | M:N | No |  | NA | No | 20
Distribution Structures | ed_pullbox | Pullbox | pro_rep_location | Proposed Replace Location | dd_geom_field | point | No | No | No |  | NA | No | 10
Distribution Structures | ed_pullbox | Pullbox | bays | Bays | dd_join_field | No | Bay | 0:N | No |  | NA | No | 20
Distribution Structures | ed_pullbox | Pullbox | tem_annotation | Temporary Annotation | dd_geom_field | text | No | No | No |  | NA | No | 10
Distribution Structures | ed_pullbox | Pullbox | markers | Markers | dd_join_field | No | Marker | M:N | No |  | NA | No | 20
Distribution Structures | ed_pullbox | Pullbox | tem_location | Temporary Location | dd_geom_field | point | No | No | No |  | NA | No | 10
Distribution Structures | ed_pullbox | Pullbox | source_id | Source ID | dd_phys_field | No | No | No | No |  | integer | No | 10
Distribution Structures | ed_pullbox | Pullbox | exi_location | Existing Location | dd_geom_field | point | No | No | No |  | NA | No | 10
Distribution Structures | ed_pullbox | Pullbox | location | Location | dd_geom_field | point | No | No | No |  | NA | No | 10
Distribution Structures | ed_pullbox | Pullbox | material | Material | dd_phys_field | No | No | No | Yes | Brick Concrete Fiberglass Plastic Pre-Cast Concrete Unknown | NA | No | 19
Distribution Structures | ed_pullbox | Pullbox | asset_id | Asset ID | dd_phys_field | No | No | No | No |  | ds_char16_vector | No | 36
Distribution Structures | ed_pullbox | Pullbox | status | Status | dd_phys_field | No | No | No | Yes | Abandoned Existing Inactive Proposed Abandon Proposed Install Proposed Relocate Proposed Remove Proposed Replace Removed Temporary | NA | Yes | 20
Distribution Structures | ed_pullbox | Pullbox | id | Id | dd_phys_field | No | No | No | No |  | integer | Yes | 10
Distribution Structures | ed_pullbox | Pullbox | pro_location | Proposed Location | dd_geom_field | point | No | No | No |  | NA | No | 10
Distribution Structures | ed_pullbox | Pullbox | remarks_id | Remarks ID | dd_phys_field | No | No | No | No |  | integer | Yes | 10
Distribution Structures | ed_pullbox | Pullbox | aba_location | Abandoned Location | dd_geom_field | point | No | No | No |  | NA | No | 10
Distribution Structures | ed_pullbox | Pullbox | annotation | Annotation | dd_geom_field | text | No | No | No |  | NA | No | 10
Distribution Structures | ed_pullbox | Pullbox | width | Width | dd_phys_field | No | No | No | No |  | float | No | 10
Distribution Structures | eo_accurate_route | Accurate Route | type | Type | dd_phys_field | No | No | No | Yes | Bore Duct Line Road Crossing Trench Unknown | NA | Yes | 10
Distribution Structures | eo_accurate_route | Accurate Route | description | Description | dd_derived_field | No | No | No | No |  | ds_char16_vector | No | 255
Distribution Structures | eo_accurate_route | Accurate Route | actual_length | Actual Length | dd_phys_field | No | No | No | No |  | float | No | 10
Distribution Structures | eo_accurate_route | Accurate Route | style_subcode | Style Subcode | dd_phys_field | No | No | No | Yes | Contains conduit No conduit Unknown | NA | Yes | 10
Distribution Structures | eo_accurate_route | Accurate Route | date_installed | Date Installed | dd_phys_field | No | No | No | No |  | ds_date | No | 10
Distribution Structures | eo_accurate_route | Accurate Route | markers | Markers | dd_join_field | No | Marker | M:N | No |  | NA | No | 20
Distribution Structures | eo_accurate_route | Accurate Route | owner_type | Owner Type | dd_phys_field | No | No | No | Yes | Company Owned Customer Customer Owned Electric Utility-TPSODL Foreign Owned Other Utility Owned Unknown | NA | Yes | 16
Distribution Structures | eo_accurate_route | Accurate Route | route | Route | dd_geom_field | chain | No | No | No |  | NA | No | 10
Distribution Structures | eo_accurate_route | Accurate Route | cross_section_elements | Cross Section Elements | dd_join_field | No | Cross Section Element | 1:N | No |  | NA | No | 20
Distribution Structures | eo_accurate_route | Accurate Route | padding_type | Padding Type | dd_phys_field | No | No | No | Yes | Ground Soil Sand Unknown | NA | No | 10
Distribution Structures | eo_accurate_route | Accurate Route | number | Number | dd_phys_field | No | No | No | No |  | ds_char16_vector | No | 40
Distribution Structures | eo_accurate_route | Accurate Route | soil_type | Soil Type | dd_phys_field | No | No | No | Yes | City Street Frozen City Street Mud City Street Normal Clay Frozen Clay Mud Clay Normal Gravel Frozen Gravel Mud Gravel Normal Rock Frozen Rock Mud Rock Normal Sand Frozen Sand Mud Sand Normal Shale Frozen Shale Mud Shale Normal Unknown | NA | No | 10
Distribution Structures | eo_accurate_route | Accurate Route | name | Name | dd_phys_field | No | No | No | No |  | ds_char16_vector | No | 64
Distribution Structures | eo_accurate_route | Accurate Route | annotations | Annotations | dd_join_field | No | Accurate Route Annotation | 1:n | No |  | NA | No | 20
Distribution Structures | eo_accurate_route | Accurate Route | id | Id | dd_phys_field | No | No | No | No |  | integer | Yes | 10
Distribution Structures | eo_accurate_route | Accurate Route | owner_name | Owner Name | dd_phys_field | No | No | No | Yes | Cable Company Customer Electric Utility Telephone Company Unknown | NA | No | 120
Distribution Structures | eo_accurate_route | Accurate Route | length | Length | dd_derived_field | No | No | No | No |  | float | No | 10
Distribution Structures | eo_accurate_route | Accurate Route | calculated_length | Geometric Length | dd_derived_field | No | No | No | No |  | float | No | 10
Distribution Structures | eo_accurate_route | Accurate Route | width | Width | dd_phys_field | No | No | No | No |  | float | No | 10
Distribution Structures | eo_accurate_route | Accurate Route | depth | Depth | dd_phys_field | No | No | No | No |  | float | No | 10
Distribution Structures | eo_accurate_route | Accurate Route | diameter | Diameter | dd_phys_field | No | No | No | No |  | float | No | 10
Distribution Structures | eo_accurate_route | Accurate Route | status | Lifecycle Status | dd_phys_field | No | No | No | Yes | Abandoned Existing Inactive Proposed Abandon Proposed Install Proposed Relocate Proposed Remove Proposed Replace Removed Temporary | NA | Yes | 10
Distribution Structures | ed_pole_structure | Pole Structure | annotation | Annotation | dd_geom_field | text | No | No | No |  | NA | No | 10
Distribution Structures | ed_pole_structure | Pole Structure | remarks_annotation | Remarks Annotation | dd_geom_field | text | No | No | No |  | NA | No | 10
Distribution Structures | ed_pole_structure | Pole Structure | source_data | Source Data | dd_phys_field | No | No | No | No |  | ds_char16_vector | No | 64
Distribution Structures | ed_pole_structure | Pole Structure | status | Status | dd_phys_field | No | No | No | Yes | Abandoned Existing Inactive Proposed Abandon Proposed Install Proposed Relocate Proposed Remove Proposed Replace Removed Temporary | NA | Yes | 20
Distribution Structures | ed_pole_structure | Pole Structure | location | Location | dd_geom_field | point | No | No | No |  | NA | No | 10
Distribution Structures | ed_pole_structure | Pole Structure | remarks_id | Remarks ID | dd_phys_field | No | No | No | No |  | integer | Yes | 10
Distribution Structures | ed_pole_structure | Pole Structure | asset_id | Asset ID | dd_phys_field | No | No | No | No |  | ds_char16_vector | No | 36
Distribution Structures | ed_pole_structure | Pole Structure | ina_location | Inactive Location | dd_geom_field | point | No | No | No |  | NA | No | 10
Distribution Structures | ed_pole_structure | Pole Structure | pro_aba_annotation | Proposed Abandon Annotation | dd_geom_field | text | No | No | No |  | NA | No | 10
Distribution Structures | ed_pole_structure | Pole Structure | owner_type | Owner Type | dd_phys_field | No | No | No | Yes | Company Owned Customer Owned Foreign Owned Other Utility Owned Unknown | NA | Yes | 16
Distribution Structures | ed_pole_structure | Pole Structure | pro_location | Proposed Location | dd_geom_field | point | No | No | No |  | NA | No | 10
Distribution Structures | ed_pole_structure | Pole Structure | ed_poles | Poles | dd_join_field | No | Pole | 0:n | No |  | NA | No | 20
Distribution Structures | ed_pole_structure | Pole Structure | et_structure_nodes | Transmission Structure Nodes | dd_join_field | No | Transmission Structure Node | 0:n | No |  | NA | No | 20
Distribution Structures | ed_pole_structure | Pole Structure | type | Type | dd_phys_field | No | No | No | Yes | 12' Platform 14' Platform H Frame Unknown X Frame | NA | No | 14
Distribution Structures | ed_pole_structure | Pole Structure | pro_rem_location | Proposed Remove Location | dd_geom_field | point | No | No | No |  | NA | No | 10
Distribution Structures | ed_pole_structure | Pole Structure | tem_location | Temporary Location | dd_geom_field | point | No | No | No |  | NA | No | 10
Distribution Structures | ed_pole_structure | Pole Structure | pro_rem_annotation | Proposed Remove Annotation | dd_geom_field | text | No | No | No |  | NA | No | 10
Distribution Structures | ed_pole_structure | Pole Structure | ed_structure_nodes | Structure Nodes | dd_join_field | No | Distribution Structure Node | 0:n | No |  | NA | No | 20
Distribution Structures | ed_pole_structure | Pole Structure | exi_location | Existing Location | dd_geom_field | point | No | No | No |  | NA | No | 10
Distribution Structures | ed_pole_structure | Pole Structure | tem_annotation | Temporary Annotation | dd_geom_field | text | No | No | No |  | NA | No | 10
Distribution Structures | ed_pole_structure | Pole Structure | source_id | Source ID | dd_phys_field | No | No | No | No |  | integer | No | 10
Distribution Structures | ed_pole_structure | Pole Structure | ina_annotation | Inactive Annotation | dd_geom_field | text | No | No | No |  | NA | No | 10
Distribution Structures | ed_pole_structure | Pole Structure | aba_location | Abandoned Location | dd_geom_field | point | No | No | No |  | NA | No | 10
Distribution Structures | ed_pole_structure | Pole Structure | id | Id | dd_phys_field | No | No | No | No |  | integer | Yes | 10
Distribution Structures | ed_pole_structure | Pole Structure | pro_rep_location | Proposed Replace Location | dd_geom_field | point | No | No | No |  | NA | No | 10
Distribution Structures | ed_pole_structure | Pole Structure | location_description_id | Location Description Id | dd_phys_field | No | No | No | No |  | integer | Yes | 10
Distribution Structures | ed_pole_structure | Pole Structure | installation_groups | Installation Groups | dd_join_field | No | Installation Group | 0:N | No |  | NA | No | 20
Distribution Structures | ed_pole_structure | Pole Structure | date_installed | Date Installed | dd_phys_field | No | No | No | No |  | ds_date | No | 19
Distribution Structures | ed_pole_structure | Pole Structure | markers | Markers | dd_join_field | No | Marker | M:N | No |  | NA | No | 20
Distribution Structures | ed_pole_structure | Pole Structure | number | Number | dd_phys_field | No | No | No | No |  | ds_char16_vector | No | 15
Distribution Structures | ed_pole_structure | Pole Structure | leader_line | Leader Line | dd_geom_field | simple_chain | No | No | No |  | NA | No | 10
Distribution Structures | ed_pole_structure | Pole Structure | pro_aba_location | Proposed Abandon Location | dd_geom_field | point | No | No | No |  | NA | No | 10
Distribution Structures | ed_pole_structure | Pole Structure | owner_name | Owner Name | dd_phys_field | No | No | No | No |  | ds_char16_vector | No | 120
Distribution Structures | ed_pole_structure | Pole Structure | pro_annotation | Proposed Annotation | dd_geom_field | text | No | No | No |  | NA | No | 10
Distribution Structures | ed_pole_structure | Pole Structure | pro_rep_annotation | Proposed Replace Annotation | dd_geom_field | text | No | No | No |  | NA | No | 10
Distribution Structures | ed_pole_structure | Pole Structure | aba_annotation | Abandoned Annotation | dd_geom_field | text | No | No | No |  | NA | No | 10
Distribution Structures | ed_pole_structure | Pole Structure | exi_annotation | Existing Annotation | dd_geom_field | text | No | No | No |  | NA | No | 10
Distribution Structures | ed_pole_structure | Pole Structure | rem_annotation | Removed Annotation | dd_geom_field | text | No | No | No |  | NA | No | 10
Distribution Structures | ed_pole_structure | Pole Structure | rem_location | Removed Location | dd_geom_field | point | No | No | No |  | NA | No | 10
Distribution Structures | ed_pedestal | Pedestal | pro_aba_location | Proposed Abandon Location | dd_geom_field | point | No | No | No |  | NA | No | 10
Distribution Structures | ed_pedestal | Pedestal | markers | Markers | dd_join_field | No | Marker | M:N | No |  | NA | No | 20
Distribution Structures | ed_pedestal | Pedestal | pro_annotation | Proposed Annotation | dd_geom_field | text | No | No | No |  | NA | No | 10
Distribution Structures | ed_pedestal | Pedestal | source_data | Source Data | dd_phys_field | No | No | No | No |  | ds_char16_vector | No | 64
Distribution Structures | ed_pedestal | Pedestal | installation_groups | Installation Groups | dd_join_field | No | Installation Group | 0:N | No |  | NA | No | 20
Distribution Structures | ed_pedestal | Pedestal | number | Number | dd_phys_field | No | No | No | No |  | ds_char16_vector | No | 15
Distribution Structures | ed_pedestal | Pedestal | pro_rem_annotation | Proposed Remove Annotation | dd_geom_field | text | No | No | No |  | NA | No | 10
Distribution Structures | ed_pedestal | Pedestal | location_description_id | Location Description Id | dd_phys_field | No | No | No | No |  | integer | Yes | 10
Distribution Structures | ed_pedestal | Pedestal | date_installed | Date Installed | dd_phys_field | No | No | No | No |  | ds_date | No | 19
Distribution Structures | ed_pedestal | Pedestal | pro_rem_location | Proposed Remove Location | dd_geom_field | point | No | No | No |  | NA | No | 10
Distribution Structures | ed_pedestal | Pedestal | tem_location | Temporary Location | dd_geom_field | point | No | No | No |  | NA | No | 10
Distribution Structures | ed_pedestal | Pedestal | ina_location | Inactive Location | dd_geom_field | point | No | No | No |  | NA | No | 10
Distribution Structures | ed_pedestal | Pedestal | exi_annotation | Existing Annotation | dd_geom_field | text | No | No | No |  | NA | No | 10
Distribution Structures | ed_pedestal | Pedestal | pro_aba_annotation | Proposed Abandon Annotation | dd_geom_field | text | No | No | No |  | NA | No | 10
Distribution Structures | ed_pedestal | Pedestal | aba_annotation | Abandoned Annotation | dd_geom_field | text | No | No | No |  | NA | No | 10
Distribution Structures | ed_pedestal | Pedestal | location | Location | dd_geom_field | point | No | No | No |  | NA | No | 10
Distribution Structures | ed_pedestal | Pedestal | owner_name | Owner Name | dd_phys_field | No | No | No | No |  | ds_char16_vector | No | 120
Distribution Structures | ed_pedestal | Pedestal | leader_line | Leader Line | dd_geom_field | simple_chain | No | No | No |  | NA | No | 10
Distribution Structures | ed_pedestal | Pedestal | et_structure_nodes | Transmission Structure Nodes | dd_join_field | No | Transmission Structure Node | 0:n | No |  | NA | No | 20
Distribution Structures | ed_pedestal | Pedestal | rem_location | Removed Location | dd_geom_field | point | No | No | No |  | NA | No | 10
Distribution Structures | ed_pedestal | Pedestal | ed_structure_nodes | Structure Nodes | dd_join_field | No | Distribution Structure Node | 0:n | No |  | NA | No | 20
Distribution Structures | ed_pedestal | Pedestal | pro_rep_annotation | Proposed Replace Annotation | dd_geom_field | text | No | No | No |  | NA | No | 10
Distribution Structures | ed_pedestal | Pedestal | circuit_and_section | Circuit/Section | dd_join_field | No | Circuit | M:N | No |  | NA | No | 20
Distribution Structures | ed_pedestal | Pedestal | pro_rep_location | Proposed Replace Location | dd_geom_field | point | No | No | No |  | NA | No | 10
Distribution Structures | ed_pedestal | Pedestal | bays | Bays | dd_join_field | No | Bay | 0:N | No |  | NA | No | 20
Distribution Structures | ed_pedestal | Pedestal | tem_annotation | Temporary Annotation | dd_geom_field | text | No | No | No |  | NA | No | 10
Distribution Structures | ed_pedestal | Pedestal | exi_location | Existing Location | dd_geom_field | point | No | No | No |  | NA | No | 10
Distribution Structures | ed_pedestal | Pedestal | rem_annotation | Removed Annotation | dd_geom_field | text | No | No | No |  | NA | No | 10
Distribution Structures | ed_pedestal | Pedestal | type | Type | dd_phys_field | No | No | No | Yes | Meter Secondary Unknown | NA | Yes | 11
Distribution Structures | ed_pedestal | Pedestal | remarks_annotation | Remarks Annotation | dd_geom_field | text | No | No | No |  | NA | No | 10
Distribution Structures | ed_pedestal | Pedestal | asset_id | Asset ID | dd_phys_field | No | No | No | No |  | ds_char16_vector | No | 36
Distribution Structures | ed_pedestal | Pedestal | status | Status | dd_phys_field | No | No | No | Yes | Abandoned Existing Inactive Proposed Abandon Proposed Install Proposed Relocate Proposed Remove Proposed Replace Removed Temporary | NA | Yes | 20
Distribution Structures | ed_pedestal | Pedestal | id | Id | dd_phys_field | No | No | No | No |  | integer | Yes | 10
Distribution Structures | ed_pedestal | Pedestal | pro_location | Proposed Location | dd_geom_field | point | No | No | No |  | NA | No | 10
Distribution Structures | ed_pedestal | Pedestal | ina_annotation | Inactive Annotation | dd_geom_field | text | No | No | No |  | NA | No | 10
Distribution Structures | ed_pedestal | Pedestal | source_id | Source ID | dd_phys_field | No | No | No | No |  | integer | No | 10
Distribution Structures | ed_pedestal | Pedestal | remarks_id | Remarks ID | dd_phys_field | No | No | No | No |  | integer | Yes | 10
Distribution Structures | ed_pedestal | Pedestal | manufacturer | Manufacturer | dd_phys_field | No | No | No | Yes | ABB Avon Bell Lumber Bentex Linger Switchgear Bharat Heavy Electricals Capital Meters ECE Elymer Electrics GEC Alsthom General Electric Genus Infrastructures Havells Himachal Energy Hpl Electric & Power Indotech Switchgear & Controls (Delhi) International Paper J.H. Baxter Jaipur Electronics Jnj Powercom Juvas Koppers L.D. McFarland Landis & Gyr Larsen & Toubro Montel Limited North Pacfic Lumber Oeser Other Palmohan Pole Star Powertech Secure Meter SquareD Stella-Jones Suzhou Power Meter Taylor Lumber Unknown Visiontek Westinghouse Weyerhaeuser ZEN | NA | No | 21
Distribution Structures | ed_pedestal | Pedestal | aba_location | Abandoned Location | dd_geom_field | point | No | No | No |  | NA | No | 10
Distribution Structures | ed_pedestal | Pedestal | secondary_voltage | Secondary Voltage | dd_phys_field | No | No | No | Yes | 120 V 120/208 V 120/240 V 240 V 240/480 V 265/460 V 277/480 V 460 V 480 V 575 V Unknown | NA | No | 11
Distribution Structures | ed_pedestal | Pedestal | annotation | Annotation | dd_geom_field | text | No | No | No |  | NA | No | 10
Distribution Structures | ed_pedestal | Pedestal | owner_type | Owner Type | dd_phys_field | No | No | No | Yes | Company Owned Customer Owned Foreign Owned Other Utility Owned Unknown | NA | Yes | 16
Distribution Structures | ed_guy | Guy | rem_location | Removed Location | dd_geom_field | point | No | No | No |  | NA | No | 10
Distribution Structures | ed_guy | Guy | direction | Direction | dd_phys_field | No | No | No | No |  | float | No | 10
Distribution Structures | ed_guy | Guy | aba_annotation | Abandoned Annotation | dd_geom_field | text | No | No | No |  | NA | No | 10
Distribution Structures | ed_guy | Guy | asset_id | Asset ID | dd_phys_field | No | No | No | No |  | ds_char16_vector | No | 36
Distribution Structures | ed_guy | Guy | pro_aba_annotation | Proposed Abandon Annotation | dd_geom_field | text | No | No | No |  | NA | No | 10
Distribution Structures | ed_guy | Guy | pro_annotation | Proposed Annotation | dd_geom_field | text | No | No | No |  | NA | No | 10
Distribution Structures | ed_guy | Guy | owner_type | Owner Type | dd_phys_field | No | No | No | Yes | Company Owned Customer Owned Foreign Owned Other Utility Owned Unknown | NA | Yes | 16
Distribution Structures | ed_guy | Guy | actual_length | Actual Length | dd_phys_field | No | No | No | No |  | float | No | 10
Distribution Structures | ed_guy | Guy | calculated_length | Calculated Length | dd_derived_field | No | No | No | No |  | float | No | 10
Distribution Structures | ed_guy | Guy | annotation | Annotation | dd_geom_field | text | No | No | No |  | NA | No | 10
Distribution Structures | ed_guy | Guy | rem_route | Removed Route | dd_geom_field | chain | No | No | No |  | NA | No | 10
Distribution Structures | ed_guy | Guy | ina_route | Inactive Route | dd_geom_field | chain | No | No | No |  | NA | No | 10
Distribution Structures | ed_guy | Guy | anchor_type | Anchor Type | dd_phys_field | No | No | No | Yes | Concrete Double Helix Expanding Heavy Duty Log N/A Rock Single Helix Slug Swamp Triple Helix Unknown | NA | No | 13
Distribution Structures | ed_guy | Guy | wire_quantity | Wire Quantity | dd_phys_field | No | No | No | Yes | Double Single Triple Unknown | NA | No | 9
Distribution Structures | ed_guy | Guy | circuit_and_section | Circuit/Section | dd_join_field | No | Circuit | M:N | No |  | NA | No | 20
Distribution Structures | ed_guy | Guy | aba_route | Abandoned Route | dd_geom_field | chain | No | No | No |  | NA | No | 10
Distribution Structures | ed_guy | Guy | ina_annotation | Inactive Annotation | dd_geom_field | text | No | No | No |  | NA | No | 10
Distribution Structures | ed_guy | Guy | pro_rep_location | Proposed Replace Location | dd_geom_field | point | No | No | No |  | NA | No | 10
Distribution Structures | ed_guy | Guy | guy_quantity | Guy Quantity | dd_phys_field | No | No | No | No |  | integer | No | 10
Distribution Structures | ed_guy | Guy | boom_length | Boom Length | dd_phys_field | No | No | No | No |  | float | No | 10
Distribution Structures | ed_guy | Guy | route | Route | dd_geom_field | chain | No | No | No |  | NA | No | 10
Distribution Structures | ed_guy | Guy | tem_annotation | Temporary Annotation | dd_geom_field | text | No | No | No |  | NA | No | 10
Distribution Structures | ed_guy | Guy | date_installed | Date Installed | dd_phys_field | No | No | No | No |  | ds_date | No | 19
Distribution Structures | ed_guy | Guy | source_data | Source Data | dd_phys_field | No | No | No | No |  | ds_char16_vector | No | 64
Distribution Structures | ed_guy | Guy | id | Id | dd_phys_field | No | No | No | No |  | integer | Yes | 10
Distribution Structures | ed_guy | Guy | pro_rem_route | Proposed Remove Route | dd_geom_field | chain | No | No | No |  | NA | No | 10
Distribution Structures | ed_guy | Guy | ina_location | Inactive Location | dd_geom_field | point | No | No | No |  | NA | No | 10
Distribution Structures | ed_guy | Guy | material | Material | dd_phys_field | No | No | No | No |  | ds_char16_vector | No | 16
Distribution Structures | ed_guy | Guy | exi_route | Existing Route | dd_geom_field | chain | No | No | No |  | NA | No | 10
Distribution Structures | ed_guy | Guy | length | Length | dd_derived_field | No | No | No | No |  | float | No | 10
Distribution Structures | ed_guy | Guy | leader_line | Leader Line | dd_geom_field | simple_chain | No | No | No |  | NA | No | 10
Distribution Structures | ed_guy | Guy | location | Location | dd_geom_field | point | No | No | No |  | NA | No | 10
Distribution Structures | ed_guy | Guy | location_description_id | Location Description Id | dd_phys_field | No | No | No | No |  | integer | Yes | 10
Distribution Structures | ed_guy | Guy | pro_aba_route | Proposed Abandon Route | dd_geom_field | chain | No | No | No |  | NA | No | 10
Distribution Structures | ed_guy | Guy | pro_route | Proposed Route | dd_geom_field | chain | No | No | No |  | NA | No | 10
Distribution Structures | ed_guy | Guy | status | Status | dd_phys_field | No | No | No | Yes | Abandoned Existing Inactive Proposed Abandon Proposed Install Proposed Relocate Proposed Remove Proposed Replace Removed Temporary | NA | Yes | 20
Distribution Structures | ed_guy | Guy | aba_location | Abandoned Location | dd_geom_field | point | No | No | No |  | NA | No | 10
Distribution Structures | ed_guy | Guy | pro_rem_annotation | Proposed Remove Annotation | dd_geom_field | text | No | No | No |  | NA | No | 10
Distribution Structures | ed_guy | Guy | angle_of_attachment | Angle Of Attachment | dd_phys_field | No | No | No | No |  | float | No | 10
Distribution Structures | ed_guy | Guy | pro_location | Proposed Location | dd_geom_field | point | No | No | No |  | NA | No | 10
Distribution Structures | ed_guy | Guy | tem_location | Temporary Location | dd_geom_field | point | No | No | No |  | NA | No | 10
Distribution Structures | ed_guy | Guy | source_id | Source ID | dd_phys_field | No | No | No | No |  | integer | No | 10
Distribution Structures | ed_guy | Guy | pro_aba_location | Proposed Abandon Location | dd_geom_field | point | No | No | No |  | NA | No | 10
Distribution Structures | ed_guy | Guy | pro_rep_route | Proposed Replace Route | dd_geom_field | chain | No | No | No |  | NA | No | 10
Distribution Structures | ed_guy | Guy | span_guy_wire_size | Span Guy Wire Size | dd_phys_field | No | No | No | Yes | 1/2 Inch 12.5 Inch 3/8 Inch 5/16 Inch 7/16 Inch Unknown | NA | No | 9
Distribution Structures | ed_guy | Guy | tem_route | Temporary Route | dd_geom_field | chain | No | No | No |  | NA | No | 10
Distribution Structures | ed_guy | Guy | owner_name | Owner Name | dd_phys_field | No | No | No | No |  | ds_char16_vector | No | 120
Distribution Structures | ed_guy | Guy | pro_rem_location | Proposed Remove Location | dd_geom_field | point | No | No | No |  | NA | No | 10
Distribution Structures | ed_guy | Guy | ed_poles | Poles | dd_join_field | No | Pole | m:n | No |  | NA | No | 20
Distribution Structures | ed_guy | Guy | remarks_id | Remarks ID | dd_phys_field | No | No | No | No |  | integer | Yes | 10
Distribution Structures | ed_guy | Guy | height_of_attachment | Height Of Attachment | dd_phys_field | No | No | No | No |  | float | No | 10
Distribution Structures | ed_guy | Guy | remarks_annotation | Remarks Annotation | dd_geom_field | text | No | No | No |  | NA | No | 10
Distribution Structures | ed_guy | Guy | rem_annotation | Removed Annotation | dd_geom_field | text | No | No | No |  | NA | No | 10
Distribution Structures | ed_guy | Guy | type | Type | dd_phys_field | No | No | No | Yes | Down Guy Side Walk Span Unknown | NA | Yes | 16
Distribution Structures | ed_guy | Guy | pro_rep_annotation | Proposed Replace Annotation | dd_geom_field | text | No | No | No |  | NA | No | 10
Distribution Structures | ed_guy | Guy | exi_annotation | Existing Annotation | dd_geom_field | text | No | No | No |  | NA | No | 10
Distribution Structures | ed_guy | Guy | exi_location | Existing Location | dd_geom_field | point | No | No | No |  | NA | No | 10
Distribution Structures | ed_switchgear | Switchgear | tp_date_of_data_collection | Date of Data collection | dd_phys_field | No | No | No | No |  | ds_char16_vector | No | 32
Distribution Structures | ed_switchgear | Switchgear | auto_throwover_ind | Auto Throwover | dd_phys_field | No | No | No | Yes | No Unknown Yes | NA | Yes | 9
Distribution Structures | ed_switchgear | Switchgear | tp_ct_primary | CT Primary | dd_phys_field | No | No | No | No |  | float | No | 10
Distribution Structures | ed_switchgear | Switchgear | tp_mounting | Mounting | dd_phys_field | No | No | No | Yes | Overhead Underground Unknown | NA | No | 10
Distribution Structures | ed_switchgear | Switchgear | bays | Bays | dd_join_field | No | Bay | 0:N | No |  | NA | No | 20
Distribution Structures | ed_switchgear | Switchgear | tp_sub_locality | Sub Locality | dd_phys_field | No | No | No | No |  | ds_char16_vector | No | 32
Distribution Structures | ed_switchgear | Switchgear | tp_sap_functional_location | SAP Functional Location | dd_phys_field | No | No | No | No |  | ds_char16_vector | No | 32
Distribution Structures | ed_switchgear | Switchgear | number | Number | dd_phys_field | No | No | No | No |  | ds_char16_vector | No | 15
Distribution Structures | ed_switchgear | Switchgear | tp_migration_unique_id | Migration Unique Id | dd_phys_field | No | No | No | No |  | ds_char16_vector | No | 32
Distribution Structures | ed_switchgear | Switchgear | tp_road_name | Road Name | dd_phys_field | No | No | No | No |  | ds_char16_vector | No | 32
Distribution Structures | ed_switchgear | Switchgear | tp_sub_division_code | Sub Division Code | dd_phys_field | No | No | No | Yes | 0 1 2 3 4 5 6 Unknown | NA | No | 10
Distribution Structures | ed_switchgear | Switchgear | type | Type | dd_phys_field | No | No | No | Yes | CTPT Panel Cubicle GIS Others PASS Packaged Substation Pad Mounted RMU RMU+CTPT Unknown | NA | Yes | 13
Distribution Structures | ed_switchgear | Switchgear | tp_sub_mounting | Sub Mounting | dd_phys_field | No | No | No | Yes | Basement Elevated Joist Kiosk Lattice Welded Others PCC Pole Panel Mounted Platform Mounted Plinth Pole Rail Steel Tubular Pole Stilt Mounted Tower Unknown | NA | No | 10
Distribution Structures | ed_switchgear | Switchgear | tp_date_of_de_commissioning | Date of De-Commissioning | dd_phys_field | No | No | No | No |  | ds_date | No | 10
Distribution Structures | ed_switchgear | Switchgear | tem_location | Temporary Location | dd_geom_field | point | No | No | No |  | NA | No | 10
Distribution Structures | ed_switchgear | Switchgear | pro_aba_annotation | Proposed Abandon Annotation | dd_geom_field | text | No | No | No |  | NA | No | 10
Distribution Structures | ed_switchgear | Switchgear | ina_annotation | Inactive Annotation | dd_geom_field | text | No | No | No |  | NA | No | 10
Distribution Structures | ed_switchgear | Switchgear | tp_ancillary_role? | Ancillary Role? | dd_phys_field | No | No | No | Yes | NA No Unknown Yes | NA | No | 10
Distribution Structures | ed_switchgear | Switchgear | circuit_and_section | Circuit/Section | dd_join_field | No | Circuit | M:N | No |  | NA | No | 20
Distribution Structures | ed_switchgear | Switchgear | tem_annotation | Temporary Annotation | dd_geom_field | text | No | No | No |  | NA | No | 10
Distribution Structures | ed_switchgear | Switchgear | ina_location | Inactive Location | dd_geom_field | point | No | No | No |  | NA | No | 10
Distribution Structures | ed_switchgear | Switchgear | owner_name | Owner Name | dd_phys_field | No | No | No | No |  | ds_char16_vector | No | 120
Distribution Structures | ed_switchgear | Switchgear | exi_annotation | Existing Annotation | dd_geom_field | text | No | No | No |  | NA | No | 10
Distribution Structures | ed_switchgear | Switchgear | tp_installation_type | Installation Type | dd_phys_field | No | No | No | Yes | Combination In Door Out Door Unknown | NA | No | 10
Distribution Structures | ed_switchgear | Switchgear | tp_city | City | dd_phys_field | No | No | No | Yes | Others Unknown | NA | No | 10
Distribution Structures | ed_switchgear | Switchgear | remarks_annotation | Remarks Annotation | dd_geom_field | text | No | No | No |  | NA | No | 10
Distribution Structures | ed_switchgear | Switchgear | tp_scada_monitor_id | SCADA Monitor ID | dd_phys_field | No | No | No | No |  | ds_char16_vector | No | 12
Distribution Structures | ed_switchgear | Switchgear | pro_annotation | Proposed Annotation | dd_geom_field | text | No | No | No |  | NA | No | 10
Distribution Structures | ed_switchgear | Switchgear | tp_motorized? | Motorized? | dd_phys_field | No | No | No | Yes | NA No Unknown Yes | NA | No | 10
Distribution Structures | ed_switchgear | Switchgear | et_structure_nodes | Transmission Structure Nodes | dd_join_field | No | Transmission Structure Node | 0:n | No |  | NA | No | 20
Distribution Structures | ed_switchgear | Switchgear | tp_address | Address | dd_phys_field | No | No | No | No |  | ds_char16_vector | No | 32
Distribution Structures | ed_switchgear | Switchgear | location | Location | dd_geom_field | point | No | No | No |  | NA | No | 10
Distribution Structures | ed_switchgear | Switchgear | tp_division_code | Division Code | dd_phys_field | No | No | No | Yes | 0 1 2 3 4 5 6 Unknown | NA | No | 10
Distribution Structures | ed_switchgear | Switchgear | tp_sub_division_name | Sub Division Name | dd_phys_field | No | No | No | Yes | Aska Balimela Balliguda Belaguntha Bhanjanagar-i Bhanjanagar-ii Bijipur Bijipur-Industrial Bissam Cuttack Boriguma Boudh Buguda Chatrapur Chikiti Digapahandi G Udayagiri Gopalpur Gumuda Gunupur Hinjilicut JESD-1 JESD-2 Kabisuryanagar Kanisi Kasinagar Khallikote Kodala Koraput Laxmipur Malkangiri Manmunda Mohana Nawarangpur Nuagam Papadahandi Paralakhemundi Phulbani Polasara Purushottampur R Udaygiri Rambha Raygada SDO-1 SDO-2 SDO-3 SDO-4 Sheragada Sorada Sunabeda Therubali Umarkote Unknown Uppalada | NA | No | 10
Distribution Structures | ed_switchgear | Switchgear | id | Id | dd_phys_field | No | No | No | No |  | integer | Yes | 10
Distribution Structures | ed_switchgear | Switchgear | pro_rem_location | Proposed Remove Location | dd_geom_field | point | No | No | No |  | NA | No | 10
Distribution Structures | ed_switchgear | Switchgear | tp_number_of_ways | Number of Ways | dd_phys_field | No | No | No | Yes | 0 1 10 12 13 2 3 4 5 6 7 8 9 Unknown | NA | No | 10
Distribution Structures | ed_switchgear | Switchgear | tp_time_of_data_collection | Time of data collection | dd_phys_field | No | No | No | No |  | ds_char16_vector | No | 32
Distribution Structures | ed_switchgear | Switchgear | owner_type | Owner Type | dd_phys_field | No | No | No | Yes | Company Owned Customer Owned Foreign Owned Other Utility Owned Unknown | NA | Yes | 16
Distribution Structures | ed_switchgear | Switchgear | rated_voltage | Rated Voltage | dd_phys_field | No | No | No | Yes | Unknown | NA | Yes | 9
Distribution Structures | ed_switchgear | Switchgear | pro_rem_annotation | Proposed Remove Annotation | dd_geom_field | text | No | No | No |  | NA | No | 10
Distribution Structures | ed_switchgear | Switchgear | tp_sap_id | SAP ID | dd_phys_field | No | No | No | No |  | ds_char16_vector | No | 32
Distribution Structures | ed_switchgear | Switchgear | tp_circle_code | Circle Code | dd_phys_field | No | No | No | Yes | 0 21 29 31 34 35 71 Unknown | NA | No | 10
Distribution Structures | ed_switchgear | Switchgear | manufacturer | Manufacturer | dd_phys_field | No | No | No | Yes | ABB Avon Bell Lumber Bentex Linger Switchgear Bharat Heavy Electricals Capital Meters ECE Elymer Electrics GEC Alsthom General Electric Genus Infrastructures Havells Himachal Energy Hpl Electric & Power Indotech Switchgear & Controls (Delhi) International Paper J.H. Baxter Jaipur Electronics Jnj Powercom Juvas Koppers L.D. McFarland Landis & Gyr Larsen & Toubro Montel Limited North Pacfic Lumber Oeser Other Palmohan Pole Star Powertech Secure Meter SquareD Stella-Jones Suzhou Power Meter Taylor Lumber Unknown Visiontek Westinghouse Weyerhaeuser ZEN | NA | No | 21
Distribution Structures | ed_switchgear | Switchgear | tp_ctpt_combined? | CTPT Combined? | dd_phys_field | No | No | No | Yes | NA No Unknown Yes | NA | No | 10
Distribution Structures | ed_switchgear | Switchgear | tp_ea_equipment_id | EA Equipment ID | dd_phys_field | No | No | No | No |  | ds_char16_vector | No | 32
Distribution Structures | ed_switchgear | Switchgear | tp_scada_control_id | SCADA Control ID | dd_phys_field | No | No | No | No |  | ds_char16_vector | No | 12
Distribution Structures | ed_switchgear | Switchgear | tp_date_of_commissioning | Date of Commissioning | dd_phys_field | No | No | No | No |  | ds_date | No | 10
Distribution Structures | ed_switchgear | Switchgear | source_id | Source ID | dd_phys_field | No | No | No | No |  | integer | No | 10
Distribution Structures | ed_switchgear | Switchgear | rem_location | Removed Location | dd_geom_field | point | No | No | No |  | NA | No | 10
Distribution Structures | ed_switchgear | Switchgear | tp_nominal_voltage | Nominal Voltage | dd_phys_field | No | No | No | Yes | 0.000 V 110.000 V 120.000 V 208.000 V 220.000 V 230.000 V 240.000 V 415.000 V 2.400 kV 4.160 kV 6.600 kV 8.000 kV 11.000 kV 12.470 kV 23.900 kV 33.000 kV 66.000 kV 115.000 kV 132.000 kV 220.000 kV 433.000 kV | NA | Yes | 10
Distribution Structures | ed_switchgear | Switchgear | pro_location | Proposed Location | dd_geom_field | point | No | No | No |  | NA | No | 10
Distribution Structures | ed_switchgear | Switchgear | tp_ward_code | Ward Code | dd_phys_field | No | No | No | Yes | 0 1 2 3 4 5 6 Unknown | NA | No | 10
Distribution Structures | ed_switchgear | Switchgear | tp_making_capacity | Making Capacity | dd_phys_field | No | No | No | No |  | integer | No | 10
Distribution Structures | ed_switchgear | Switchgear | aba_annotation | Abandoned Annotation | dd_geom_field | text | No | No | No |  | NA | No | 10
Distribution Structures | ed_switchgear | Switchgear | tp_serial_number | Serial Number | dd_phys_field | No | No | No | No |  | ds_char16_vector | No | 32
Distribution Structures | ed_switchgear | Switchgear | tp_date_manufactured | Date Manufactured | dd_phys_field | No | No | No | No |  | ds_date | No | 10
Distribution Structures | ed_switchgear | Switchgear | leader_line | Leader Line | dd_geom_field | simple_chain | No | No | No |  | NA | No | 10
Distribution Structures | ed_switchgear | Switchgear | source_data | Source Data | dd_phys_field | No | No | No | No |  | ds_char16_vector | No | 64
Distribution Structures | ed_switchgear | Switchgear | tp_date_of_last_maintenance | Date of Last Maintenance | dd_phys_field | No | No | No | No |  | ds_date | No | 10
Distribution Structures | ed_switchgear | Switchgear | tp_feeder_name | Feeder Name | dd_phys_field | No | No | No | No |  | ds_char16_vector | No | 32
Distribution Structures | ed_switchgear | Switchgear | tp_date_of_creation_in_gis | Date of Creation in GIS | dd_phys_field | No | No | No | No |  | ds_date | No | 10
Distribution Structures | ed_switchgear | Switchgear | tp_ct_serial_number | CT Serial Number | dd_phys_field | No | No | No | No |  | ds_char16_vector | No | 32
Distribution Structures | ed_switchgear | Switchgear | pro_aba_location | Proposed Abandon Location | dd_geom_field | point | No | No | No |  | NA | No | 10
Distribution Structures | ed_switchgear | Switchgear | exi_location | Existing Location | dd_geom_field | point | No | No | No |  | NA | No | 10
Distribution Structures | ed_switchgear | Switchgear | tp_name | Name | dd_phys_field | No | No | No | No |  | ds_char16_vector | No | 250
Distribution Structures | ed_switchgear | Switchgear | tp_section_name | Section Name | dd_phys_field | No | No | No | Yes | Eso Adava Eso Ambapua Eso Aska-1 Eso B Singipur Eso Badagada Eso Baipariguda Eso Balimela Eso Balipadar Eso Balisira Eso Balliguda Eso Bandhugaon Eso Baunsuni Eso Beguniapada Eso Belaguntha Eso Bhejiput Eso Bissam Ctc Eso Bomakei Eso Boriguma Eso Boudh Eso Budhamba Eso Buguda Eso Chandahandi Eso Chandragiri Eso Chatrapur-i Eso Chatrapur-ii Eso Chikiti Eso Chirikipada Eso Dabugam Eso Daringibadi Eso Dharakote Eso Digapahandi Eso E S O-i Eso E S O-ii Eso E.s.o.no.1 Eso E.s.o.no.2 Eso E.s.o.no.3 Eso G.nuagam-2 Eso G.udayagiri Eso Gandhinagar Eso Ganjam Eso Garabandha Eso Golanthara Eso Gopalpur Eso Gudari Eso Gumma Eso Gumuda Eso Gunupur Eso Gunupur Rural Eso Head Quarter Eso Hinjilicut Eso J N Prasad Eso J.k.pur Eso Jagapur Eso Jharigam Eso Jyp No.1 Eso Jyp No.2 Eso Jyp No.3 Eso K B Pur Eso K S Nagar Eso Kakiriguma Eso Kalimela Eso Kanchuru Eso Kanisi Eso Kanteipally Eso Kasinagar Eso Kasipur Eso Keshpur Eso Khajuripada Eso Khajuripada-i Eso Khallikote Eso Kodala Eso Konkarada Eso Koraput Sec-i Eso Koraput Sec-ii Eso Kosagumuda Eso Kotpad Eso Kukudakhandi Eso Kundra Eso Lanjipally Eso Lathi Eso Laxmipur Eso Luchapada Eso Malkangiri Eso Malud Eso Manamunda Eso Mathili Eso Medical Eso Mohana Eso Muniguda Eso Nabarangpur Eso Nabarangpur Rural Eso Nandapur Eso Nuagam-1 Eso Nuagam-2 Eso Nuapada Eso P S Pur Eso Padmapur Eso Papadahandi Eso Paralakhemundi Eso Parlakhemundi Rural Eso Patrapur Eso Pattangi Eso Pattapur Eso Phiringia Eso Phulbani Eso Pitala Eso Polosara Eso Pudamari Eso Purunakatak Eso R.Udaygiri Eso Raigada Eso Raighar Eso Raikia Eso Rambha Eso Ramnaguda Eso Randhapalli Eso Rayagada Rural Eso Rayagada-1 Eso Rayagada-2 Eso Sheragada Eso Sikarpai Eso Similiguda Eso Soroda Eso Sunabeda Eso Surangi Eso T Khunti Eso Taratarini Eso Therubali Eso Tikabali Eso Tilisingi Eso Tumudibandha Eso Umerkote Eso University Eso Upalada Unknown | NA | No | 10
Distribution Structures | ed_switchgear | Switchgear | tp_ct_make | CT Make | dd_phys_field | No | No | No | No |  | ds_char16_vector | No | 64
Distribution Structures | ed_switchgear | Switchgear | tp_warranty_end_date | Warranty End Date | dd_phys_field | No | No | No | No |  | ds_date | No | 10
Distribution Structures | ed_switchgear | Switchgear | tp_data_updated_by_in_gis | Data Updated By in GIS | dd_phys_field | No | No | No | No |  | ds_char16_vector | No | 32
Distribution Structures | ed_switchgear | Switchgear | installation_groups | Installation Groups | dd_join_field | No | Installation Group | 0:N | No |  | NA | No | 20
Distribution Structures | ed_switchgear | Switchgear | amp_rating | Current Rating | dd_phys_field | No | No | No | Yes | Unknown | NA | No | 9
Distribution Structures | ed_switchgear | Switchgear | ed_structure_nodes | Structure Nodes | dd_join_field | No | Distribution Structure Node | 0:n | No |  | NA | No | 20
Distribution Structures | ed_switchgear | Switchgear | tp_ct_secondary | CT Secondary | dd_phys_field | No | No | No | No |  | float | No | 10
Distribution Structures | ed_switchgear | Switchgear | tp_previous_installed_location | Prev. Installed Location | dd_phys_field | No | No | No | No |  | ds_char16_vector | No | 32
Distribution Structures | ed_switchgear | Switchgear | tp_company_id | Company ID | dd_phys_field | No | No | No | No |  | ds_char16_vector | No | 32
Distribution Structures | ed_switchgear | Switchgear | tp_cyme_id | CYME Id | dd_phys_field | No | No | No | No |  | ds_char16_vector | No | 32
Distribution Structures | ed_switchgear | Switchgear | tp_division_name | Division Name | dd_phys_field | No | No | No | Yes | Aska-1 Aska-2 Berhampur Division-1 Berhampur Division-2 Berhampur Division-3 Bhanjanagar Boudh Ganjam North Ganjam South Gunupur Hinjilicut Jeypore Koraput Malkangiri Nawarangpur Paralakhemundi Phulbani Purushottampur Raygada Unknown | NA | No | 10
Distribution Structures | ed_switchgear | Switchgear | tp_pin_code | Pin Code | dd_phys_field | No | No | No | No |  | integer | No | 10
Distribution Structures | ed_switchgear | Switchgear | location_description_id | Location Description Id | dd_phys_field | No | No | No | No |  | integer | Yes | 10
Distribution Structures | ed_switchgear | Switchgear | tp_auxiliary_supply | Auxiliary Supply | dd_phys_field | No | No | No | No |  | ds_char16_vector | No | 32
Distribution Structures | ed_switchgear | Switchgear | tp_surveyor_remark_id | Tp Surveyor Remark Id | dd_phys_field | No | No | No | No |  | integer | No | 10
Distribution Structures | ed_switchgear | Switchgear | design | Design | dd_phys_field | No | No | No | No |  | ds_char16_vector | No | 40
Distribution Structures | ed_switchgear | Switchgear | tp_date_of_last_updation_in_gis | Date Last Updated in GIS | dd_phys_field | No | No | No | No |  | ds_date | No | 10
Distribution Structures | ed_switchgear | Switchgear | rem_annotation | Removed Annotation | dd_geom_field | text | No | No | No |  | NA | No | 10
Distribution Structures | ed_switchgear | Switchgear | pro_rep_location | Proposed Replace Location | dd_geom_field | point | No | No | No |  | NA | No | 10
Distribution Structures | ed_switchgear | Switchgear | tp_phasing | Phasing | dd_phys_field | No | No | No | Yes | A AB ABC ABCN ABCNE ABN ABNE AC ACB ACBN ACN ACNE AN ANE B BA BAC BACN BAN BC BCA BCAN BCN BCNE BN BNE BR C CA CAB CABN CAN CB CBA CBAN CBN CN CNE Earth Neutral Neutral-Earth Not Applicable R RB RY RYB RYBN Static Unknown Y YB | NA | Yes | 10
Distribution Structures | ed_switchgear | Switchgear | annotation | Annotation | dd_geom_field | text | No | No | No |  | NA | No | 10
Distribution Structures | ed_switchgear | Switchgear | tp_work_order_id | Work Order ID | dd_phys_field | No | No | No | No |  | ds_char16_vector | No | 64
Distribution Structures | ed_switchgear | Switchgear | tp_data_collected_by | Data Collected By | dd_phys_field | No | No | No | No |  | ds_char16_vector | No | 32
Distribution Structures | ed_switchgear | Switchgear | aba_location | Abandoned Location | dd_geom_field | point | No | No | No |  | NA | No | 10
Distribution Structures | ed_switchgear | Switchgear | asset_id | Asset ID | dd_phys_field | No | No | No | No |  | ds_char16_vector | No | 36
Distribution Structures | ed_switchgear | Switchgear | date_installed | Date Installed | dd_phys_field | No | No | No | No |  | ds_date | No | 19
Distribution Structures | ed_switchgear | Switchgear | tp_network_type | Network Type | dd_phys_field | No | No | No | Yes | EHV HV LV MV Substation | NA | Yes | 10
Distribution Structures | ed_switchgear | Switchgear | tp_circle_name | Circle Name | dd_phys_field | No | No | No | Yes | Aska Berhampur Bhanjanagar City City Circle Jeypore Rayagada Raygada Unknown | NA | No | 10
Distribution Structures | ed_switchgear | Switchgear | status | Status | dd_phys_field | No | No | No | Yes | Abandoned Existing Inactive Proposed Abandon Proposed Install Proposed Relocate Proposed Remove Proposed Replace Removed Temporary | NA | Yes | 20
Distribution Structures | ed_switchgear | Switchgear | tp_section_code | Section Code | dd_phys_field | No | No | No | Yes | 0 1 2 3 4 5 6 Unknown | NA | No | 10
Distribution Structures | ed_switchgear | Switchgear | markers | Markers | dd_join_field | No | Marker | M:N | No |  | NA | No | 20
Distribution Structures | ed_switchgear | Switchgear | tp_locality | Locality | dd_phys_field | No | No | No | No |  | ds_char16_vector | No | 32
Distribution Structures | ed_switchgear | Switchgear | tp_operating_sequence | Operating Sequence | dd_phys_field | No | No | No | No |  | float | No | 10
Distribution Structures | ed_switchgear | Switchgear | pro_rep_annotation | Proposed Replace Annotation | dd_geom_field | text | No | No | No |  | NA | No | 10
Distribution Structures | ed_switchgear | Switchgear | remarks_id | Remarks ID | dd_phys_field | No | No | No | No |  | integer | Yes | 10
Distribution Structures | ed_switchgear | Switchgear | tp_mechanism | Mechanism | dd_phys_field | No | No | No | Yes | Compressor Contactor Hydraulic Manual Motarised Motorised Spring Others Unknown | NA | Yes | 10
Distribution Structures | ed_cabinet | Cabinet | tp_section_code | Section Code | dd_phys_field | No | No | No | Yes | 0 1 2 3 4 5 6 Unknown | NA | No | 10
Distribution Structures | ed_cabinet | Cabinet | tp_extent | Extent | dd_geom_field | simple_area | No | No | No |  | NA | No | 10
Distribution Structures | ed_cabinet | Cabinet | bays | Bays | dd_join_field | No | Bay | 0:N | No |  | NA | No | 20
Distribution Structures | ed_cabinet | Cabinet | id | Id | dd_phys_field | No | No | No | No |  | integer | Yes | 10
Distribution Structures | ed_cabinet | Cabinet | tp_cyme_id | CYME Id | dd_phys_field | No | No | No | No |  | ds_char16_vector | No | 32
Distribution Structures | ed_cabinet | Cabinet | tp_warranty_end_date | Warranty End Date | dd_phys_field | No | No | No | No |  | ds_date | No | 10
Distribution Structures | ed_cabinet | Cabinet | asset_id | Asset ID | dd_phys_field | No | No | No | No |  | ds_char16_vector | No | 36
Distribution Structures | ed_cabinet | Cabinet | aba_annotation | Abandoned Annotation | dd_geom_field | text | No | No | No |  | NA | No | 10
Distribution Structures | ed_cabinet | Cabinet | status | Status | dd_phys_field | No | No | No | Yes | Abandoned Existing Inactive Proposed Abandon Proposed Install Proposed Relocate Proposed Remove Proposed Replace Removed Temporary | NA | Yes | 20
Distribution Structures | ed_cabinet | Cabinet | et_structure_nodes | Transmission Structure Nodes | dd_join_field | No | Transmission Structure Node | 0:n | No |  | NA | No | 20
Distribution Structures | ed_cabinet | Cabinet | live_front_ind | Live Front | dd_phys_field | No | No | No | Yes | No Unknown Yes | NA | No | 9
Distribution Structures | ed_cabinet | Cabinet | tp_surveyor_remark_id | Tp Surveyor Remark Id | dd_phys_field | No | No | No | No |  | integer | No | 10
Distribution Structures | ed_cabinet | Cabinet | tp_city | City | dd_phys_field | No | No | No | Yes | Others Unknown | NA | No | 10
Distribution Structures | ed_cabinet | Cabinet | tp_ward_code | Ward Code | dd_phys_field | No | No | No | Yes | 0 1 2 3 4 5 6 Unknown | NA | No | 10
Distribution Structures | ed_cabinet | Cabinet | tp_division_code | Division Code | dd_phys_field | No | No | No | Yes | 0 1 2 3 4 5 6 Unknown | NA | No | 10
Distribution Structures | ed_cabinet | Cabinet | tp_sub_division_code | Sub Division Code | dd_phys_field | No | No | No | Yes | 0 1 2 3 4 5 6 Unknown | NA | No | 10
Distribution Structures | ed_cabinet | Cabinet | source_data | Source Data | dd_phys_field | No | No | No | No |  | ds_char16_vector | No | 64
Distribution Structures | ed_cabinet | Cabinet | schematic_areas | Schematic Areas | dd_join_field | No | Schematic Area | M:N | No |  | NA | No | 20
Distribution Structures | ed_cabinet | Cabinet | rem_annotation | Removed Annotation | dd_geom_field | text | No | No | No |  | NA | No | 10
Distribution Structures | ed_cabinet | Cabinet | location | Location | dd_geom_field | point | No | No | No |  | NA | No | 10
Distribution Structures | ed_cabinet | Cabinet | remarks_id | Remarks ID | dd_phys_field | No | No | No | No |  | integer | Yes | 10
Distribution Structures | ed_cabinet | Cabinet | pro_aba_annotation | Proposed Abandon Annotation | dd_geom_field | text | No | No | No |  | NA | No | 10
Distribution Structures | ed_cabinet | Cabinet | tp_scada_control_id | SCADA Control ID | dd_phys_field | No | No | No | No |  | ds_char16_vector | No | 12
Distribution Structures | ed_cabinet | Cabinet | tp_pin_code | Pin Code | dd_phys_field | No | No | No | No |  | integer | No | 10
Distribution Structures | ed_cabinet | Cabinet | tp_road_name | Road Name | dd_phys_field | No | No | No | No |  | ds_char16_vector | No | 32
Distribution Structures | ed_cabinet | Cabinet | owner_type | Owner Type | dd_phys_field | No | No | No | Yes | Company Owned Customer Owned Foreign Owned Other Utility Owned Unknown | NA | Yes | 16
Distribution Structures | ed_cabinet | Cabinet | tp_network_type | Network Type | dd_phys_field | No | No | No | Yes | EHV HV LV MV Substation | NA | Yes | 10
Distribution Structures | ed_cabinet | Cabinet | tp_sap_id | SAP ID | dd_phys_field | No | No | No | No |  | ds_char16_vector | No | 12
Distribution Structures | ed_cabinet | Cabinet | tp_locality | Locality | dd_phys_field | No | No | No | No |  | ds_char16_vector | No | 32
Distribution Structures | ed_cabinet | Cabinet | tem_location | Temporary Location | dd_geom_field | point | No | No | No |  | NA | No | 10
Distribution Structures | ed_cabinet | Cabinet | markers | Markers | dd_join_field | No | Marker | M:N | No |  | NA | No | 20
Distribution Structures | ed_cabinet | Cabinet | rated_voltage | Rated Voltage | dd_phys_field | No | No | No | Yes | 15 kV 25 kV 35 kV Unknown | NA | Yes | 9
Distribution Structures | ed_cabinet | Cabinet | tp_time_of_data_collection | Time of data collection | dd_phys_field | No | No | No | No |  | ds_char16_vector | No | 32
Distribution Structures | ed_cabinet | Cabinet | aba_location | Abandoned Location | dd_geom_field | point | No | No | No |  | NA | No | 10
Distribution Structures | ed_cabinet | Cabinet | pro_location | Proposed Location | dd_geom_field | point | No | No | No |  | NA | No | 10
Distribution Structures | ed_cabinet | Cabinet | tp_nominal_voltage | Nominal Voltage | dd_phys_field | No | No | No | Yes | 0.000 V 110.000 V 120.000 V 208.000 V 220.000 V 230.000 V 240.000 V 415.000 V 2.400 kV 4.160 kV 6.600 kV 8.000 kV 11.000 kV 12.470 kV 23.900 kV 33.000 kV 66.000 kV 115.000 kV 132.000 kV 220.000 kV 433.000 kV | NA | Yes | 10
Distribution Structures | ed_cabinet | Cabinet | manufacturer | Manufacturer | dd_phys_field | No | No | No | Yes | ABB Avon Bell Lumber Bentex Linger Switchgear Bharat Heavy Electricals Capital Meters ECE Elymer Electrics GEC Alsthom General Electric Genus Infrastructures Havells Himachal Energy Hpl Electric & Power Indotech Switchgear & Controls (Delhi) International Paper J.H. Baxter Jaipur Electronics Jnj Powercom Juvas Koppers L.D. McFarland Landis & Gyr Larsen & Toubro Montel Limited North Pacfic Lumber Oeser Other Palmohan Pole Star Powertech Secure Meter SquareD Stella-Jones Suzhou Power Meter Taylor Lumber Unknown Visiontek Westinghouse Weyerhaeuser ZEN | NA | No | 21
Distribution Structures | ed_cabinet | Cabinet | tp_date_manufactured | Date Manufactured | dd_phys_field | No | No | No | No |  | ds_date | No | 10
Distribution Structures | ed_cabinet | Cabinet | tp_installation_type | Installation Type | dd_phys_field | No | No | No | Yes | Combination In Door Out Door Unknown | NA | No | 10
Distribution Structures | ed_cabinet | Cabinet | owner_name | Owner Name | dd_phys_field | No | No | No | No |  | ds_char16_vector | No | 120
Distribution Structures | ed_cabinet | Cabinet | tp_company_id | Company ID | dd_phys_field | No | No | No | No |  | ds_char16_vector | No | 32
Distribution Structures | ed_cabinet | Cabinet | exi_location | Existing Location | dd_geom_field | point | No | No | No |  | NA | No | 10
Distribution Structures | ed_cabinet | Cabinet | tp_division_name | Division Name | dd_phys_field | No | No | No | Yes | Aska-1 Aska-2 Berhampur Division-1 Berhampur Division-2 Berhampur Division-3 Bhanjanagar Boudh Ganjam North Ganjam South Gunupur Hinjilicut Jeypore Koraput Malkangiri Nawarangpur Paralakhemundi Phulbani Purushottampur Raygada Unknown | NA | No | 10
Distribution Structures | ed_cabinet | Cabinet | tp_serial_number | Serial Number | dd_phys_field | No | No | No | No |  | ds_char16_vector | No | 32
Distribution Structures | ed_cabinet | Cabinet | tp_date_of_commissioning | Date of Commissioning | dd_phys_field | No | No | No | No |  | ds_date | No | 10
Distribution Structures | ed_cabinet | Cabinet | remarks_annotation | Remarks Annotation | dd_geom_field | text | No | No | No |  | NA | No | 10
Distribution Structures | ed_cabinet | Cabinet | tp_ea_equipment_id | EA Equipment ID | dd_phys_field | No | No | No | No |  | ds_char16_vector | No | 32
Distribution Structures | ed_cabinet | Cabinet | pro_rem_location | Proposed Remove Location | dd_geom_field | point | No | No | No |  | NA | No | 10
Distribution Structures | ed_cabinet | Cabinet | tp_device_type | Device Type | dd_phys_field | No | No | No | Yes | Bus Raiser Panel Feeder Pillar with Breaker Feeder Pillar without Breaker LV Cubicle LV Junction Box Meter Panel Others SFU Panel Unknown | NA | Yes | 10
Distribution Structures | ed_cabinet | Cabinet | annotation | Annotation | dd_geom_field | text | No | No | No |  | NA | No | 10
Distribution Structures | ed_cabinet | Cabinet | tp_scada_monitor_id | SCADA Monitor ID | dd_phys_field | No | No | No | No |  | ds_char16_vector | No | 12
Distribution Structures | ed_cabinet | Cabinet | tp_circle_code | Circle Code | dd_phys_field | No | No | No | Yes | 0 21 29 31 34 35 71 Unknown | NA | No | 10
Distribution Structures | ed_cabinet | Cabinet | tp_address | Address | dd_phys_field | No | No | No | No |  | ds_char16_vector | No | 32
Distribution Structures | ed_cabinet | Cabinet | tp_sub_mounting | Sub Mounting | dd_phys_field | No | No | No | Yes | Basement Elevated Joist Kiosk Lattice Welded Others PCC Pole Panel Mounted Platform Mounted Plinth Pole Rail Steel Tubular Pole Stilt Mounted Tower Unknown | NA | No | 10
Distribution Structures | ed_cabinet | Cabinet | ed_structure_nodes | Structure Nodes | dd_join_field | No | Distribution Structure Node | 0:n | No |  | NA | No | 20
Distribution Structures | ed_cabinet | Cabinet | tp_data_collected_by | Data Collected By | dd_phys_field | No | No | No | No |  | ds_char16_vector | No | 32
Distribution Structures | ed_cabinet | Cabinet | tp_feeder_name | Feeder Name | dd_phys_field | No | No | No | No |  | ds_char16_vector | No | 32
Distribution Structures | ed_cabinet | Cabinet | pro_rep_location | Proposed Replace Location | dd_geom_field | point | No | No | No |  | NA | No | 10
Distribution Structures | ed_cabinet | Cabinet | exi_annotation | Existing Annotation | dd_geom_field | text | No | No | No |  | NA | No | 10
Distribution Structures | ed_cabinet | Cabinet | rem_location | Removed Location | dd_geom_field | point | No | No | No |  | NA | No | 10
Distribution Structures | ed_cabinet | Cabinet | pro_rem_annotation | Proposed Remove Annotation | dd_geom_field | text | No | No | No |  | NA | No | 10
Distribution Structures | ed_cabinet | Cabinet | tp_date_of_last_maintenance | Date of Last Maintenance | dd_phys_field | No | No | No | No |  | ds_date | No | 10
Distribution Structures | ed_cabinet | Cabinet | tp_date_of_last_updation_in_gis | Date Last Updated in GIS | dd_phys_field | No | No | No | No |  | ds_date | No | 10
Distribution Structures | ed_cabinet | Cabinet | tp_date_of_de_commissioning | Date of De-Commissioning | dd_phys_field | No | No | No | No |  | ds_date | No | 10
Distribution Structures | ed_cabinet | Cabinet | tp_rated_current | Rated Current | dd_phys_field | No | No | No | No |  | float | No | 10
Distribution Structures | ed_cabinet | Cabinet | installation_groups | Installation Groups | dd_join_field | No | Installation Group | 0:N | No |  | NA | No | 20
Distribution Structures | ed_cabinet | Cabinet | design | Design | dd_phys_field | No | No | No | No |  | ds_char16_vector | No | 40
Distribution Structures | ed_cabinet | Cabinet | ina_annotation | Inactive Annotation | dd_geom_field | text | No | No | No |  | NA | No | 10
Distribution Structures | ed_cabinet | Cabinet | tp_data_updated_by_in_gis | Data Updated By in GIS | dd_phys_field | No | No | No | No |  | ds_char16_vector | No | 32
Distribution Structures | ed_cabinet | Cabinet | tp_section_name | Section Name | dd_phys_field | No | No | No | Yes | Eso Adava Eso Ambapua Eso Aska-1 Eso B Singipur Eso Badagada Eso Baipariguda Eso Balimela Eso Balipadar Eso Balisira Eso Balliguda Eso Bandhugaon Eso Baunsuni Eso Beguniapada Eso Belaguntha Eso Bhejiput Eso Bissam Ctc Eso Bomakei Eso Boriguma Eso Boudh Eso Budhamba Eso Buguda Eso Chandahandi Eso Chandragiri Eso Chatrapur-i Eso Chatrapur-ii Eso Chikiti Eso Chirikipada Eso Dabugam Eso Daringibadi Eso Dharakote Eso Digapahandi Eso E S O-i Eso E S O-ii Eso E.s.o.no.1 Eso E.s.o.no.2 Eso E.s.o.no.3 Eso G.nuagam-2 Eso G.udayagiri Eso Gandhinagar Eso Ganjam Eso Garabandha Eso Golanthara Eso Gopalpur Eso Gudari Eso Gumma Eso Gumuda Eso Gunupur Eso Gunupur Rural Eso Head Quarter Eso Hinjilicut Eso J N Prasad Eso J.k.pur Eso Jagapur Eso Jharigam Eso Jyp No.1 Eso Jyp No.2 Eso Jyp No.3 Eso K B Pur Eso K S Nagar Eso Kakiriguma Eso Kalimela Eso Kanchuru Eso Kanisi Eso Kanteipally Eso Kasinagar Eso Kasipur Eso Keshpur Eso Khajuripada Eso Khajuripada-i Eso Khallikote Eso Kodala Eso Konkarada Eso Koraput Sec-i Eso Koraput Sec-ii Eso Kosagumuda Eso Kotpad Eso Kukudakhandi Eso Kundra Eso Lanjipally Eso Lathi Eso Laxmipur Eso Luchapada Eso Malkangiri Eso Malud Eso Manamunda Eso Mathili Eso Medical Eso Mohana Eso Muniguda Eso Nabarangpur Eso Nabarangpur Rural Eso Nandapur Eso Nuagam-1 Eso Nuagam-2 Eso Nuapada Eso P S Pur Eso Padmapur Eso Papadahandi Eso Paralakhemundi Eso Parlakhemundi Rural Eso Patrapur Eso Pattangi Eso Pattapur Eso Phiringia Eso Phulbani Eso Pitala Eso Polosara Eso Pudamari Eso Purunakatak Eso R.Udaygiri Eso Raigada Eso Raighar Eso Raikia Eso Rambha Eso Ramnaguda Eso Randhapalli Eso Rayagada Rural Eso Rayagada-1 Eso Rayagada-2 Eso Sheragada Eso Sikarpai Eso Similiguda Eso Soroda Eso Sunabeda Eso Surangi Eso T Khunti Eso Taratarini Eso Therubali Eso Tikabali Eso Tilisingi Eso Tumudibandha Eso Umerkote Eso University Eso Upalada Unknown | NA | No | 10
Distribution Structures | ed_cabinet | Cabinet | tp_name | Name | dd_phys_field | No | No | No | No |  | ds_char16_vector | No | 250
Distribution Structures | ed_cabinet | Cabinet | location_description_id | Location Description ID | dd_phys_field | No | No | No | No |  | integer | Yes | 10
Distribution Structures | ed_cabinet | Cabinet | circuit_and_section | Circuit/Section | dd_join_field | No | Circuit | M:N | No |  | NA | No | 20
Distribution Structures | ed_cabinet | Cabinet | tp_sap_functional_location | SAP Functional Location | dd_phys_field | No | No | No | No |  | ds_char16_vector | No | 32
Distribution Structures | ed_cabinet | Cabinet | tp_previous_installed_location | Prev. Installed Location | dd_phys_field | No | No | No | No |  | ds_char16_vector | No | 32
Distribution Structures | ed_cabinet | Cabinet | leader_line | Leader Line | dd_geom_field | simple_chain | No | No | No |  | NA | No | 10
Distribution Structures | ed_cabinet | Cabinet | number | Number | dd_phys_field | No | No | No | No |  | ds_char16_vector | No | 15
Distribution Structures | ed_cabinet | Cabinet | date_installed | Date Installed | dd_phys_field | No | No | No | No |  | ds_date | No | 19
Distribution Structures | ed_cabinet | Cabinet | type | Type | dd_phys_field | No | No | No | Yes | 1 Phase Feed Thru 1 Phase Loop/No Elbows 1 Phase S-Mod/3 Way 3 Phase Feed Thru 3 Phase Loop/No Elbows 3 Phase S-Mod/3 Way Fuse Cabinet Submersible Fuse Compartment Transclosure Unknown | NA | Yes | 9
Distribution Structures | ed_cabinet | Cabinet | pro_aba_location | Proposed Abandon Location | dd_geom_field | point | No | No | No |  | NA | No | 10
Distribution Structures | ed_cabinet | Cabinet | tp_circle_name | Circle Name | dd_phys_field | No | No | No | Yes | Aska Berhampur Bhanjanagar City City Circle Jeypore Rayagada Raygada Unknown | NA | No | 10
Distribution Structures | ed_cabinet | Cabinet | tp_date_of_data_collection | Date of Data collection | dd_phys_field | No | No | No | No |  | ds_char16_vector | No | 32
Distribution Structures | ed_cabinet | Cabinet | tp_date_of_creation_in_gis | Date of Creation in GIS | dd_phys_field | No | No | No | No |  | ds_date | No | 10
Distribution Structures | ed_cabinet | Cabinet | tp_sub_division_name | Sub Division Name | dd_phys_field | No | No | No | Yes | Aska Balimela Balliguda Belaguntha Bhanjanagar-i Bhanjanagar-ii Bijipur Bijipur-Industrial Bissam Cuttack Boriguma Boudh Buguda Chatrapur Chikiti Digapahandi G Udayagiri Gopalpur Gumuda Gunupur Hinjilicut JESD-1 JESD-2 Kabisuryanagar Kanisi Kasinagar Khallikote Kodala Koraput Laxmipur Malkangiri Manmunda Mohana Nawarangpur Nuagam Papadahandi Paralakhemundi Phulbani Polasara Purushottampur R Udaygiri Rambha Raygada SDO-1 SDO-2 SDO-3 SDO-4 Sheragada Sorada Sunabeda Therubali Umarkote Unknown Uppalada | NA | No | 10
Distribution Structures | ed_cabinet | Cabinet | pro_rep_annotation | Proposed Replace Annotation | dd_geom_field | text | No | No | No |  | NA | No | 10
Distribution Structures | ed_cabinet | Cabinet | tp_group_with | Group With | dd_phys_field | No | No | No | Yes | DSS Feeder(Incoming/Outgoing) GSS HV Consumer PSS Pole Switchgear Unknown | NA | No | 10
Distribution Structures | ed_cabinet | Cabinet | source_id | Source ID | dd_phys_field | No | No | No | No |  | integer | No | 10
Distribution Structures | ed_cabinet | Cabinet | pro_annotation | Proposed Annotation | dd_geom_field | text | No | No | No |  | NA | No | 10
Distribution Structures | ed_cabinet | Cabinet | view_extent | View Extent | dd_geom_field | simple_area | No | No | No |  | NA | No | 10
Distribution Structures | ed_cabinet | Cabinet | tp_work_order_id | Work Order ID | dd_phys_field | No | No | No | No |  | ds_char16_vector | No | 64
Distribution Structures | ed_cabinet | Cabinet | tp_migration_unique_id | Migration Unique Id | dd_phys_field | No | No | No | No |  | ds_char16_vector | No | 32
Distribution Structures | ed_cabinet | Cabinet | tem_annotation | Temporary Annotation | dd_geom_field | text | No | No | No |  | NA | No | 10
Distribution Structures | ed_cabinet | Cabinet | tp_sub_locality | Sub Locality | dd_phys_field | No | No | No | No |  | ds_char16_vector | No | 32
Distribution Structures | ed_cabinet | Cabinet | ina_location | Inactive Location | dd_geom_field | point | No | No | No |  | NA | No | 10
Distribution Structures | ed_secondary_bus_enclosure | Secondary Bus Enclosure | bays | Bays | dd_join_field | No | Bay | 0:N | No |  | NA | No | 20
Distribution Structures | ed_secondary_bus_enclosure | Secondary Bus Enclosure | pro_rep_annotation | Proposed Replace Annotation | dd_geom_field | text | No | No | No |  | NA | No | 10
Distribution Structures | ed_secondary_bus_enclosure | Secondary Bus Enclosure | tem_location | Temporary Location | dd_geom_field | point | No | No | No |  | NA | No | 10
Distribution Structures | ed_secondary_bus_enclosure | Secondary Bus Enclosure | pro_rep_internal_annotation | Proposed Replace Internal Annotation | dd_geom_field | text | No | No | No |  | NA | No | 10
Distribution Structures | ed_secondary_bus_enclosure | Secondary Bus Enclosure | et_structure_nodes | Transmission Structure Nodes | dd_join_field | No | Transmission Structure Node | 0:n | No |  | NA | No | 20
Distribution Structures | ed_secondary_bus_enclosure | Secondary Bus Enclosure | pro_annotation | Proposed Annotation | dd_geom_field | text | No | No | No |  | NA | No | 10
Distribution Structures | ed_secondary_bus_enclosure | Secondary Bus Enclosure | pro_location | Proposed Location | dd_geom_field | point | No | No | No |  | NA | No | 10
Distribution Structures | ed_secondary_bus_enclosure | Secondary Bus Enclosure | exi_location | Existing Location | dd_geom_field | point | No | No | No |  | NA | No | 10
Distribution Structures | ed_secondary_bus_enclosure | Secondary Bus Enclosure | status | Status | dd_phys_field | No | No | No | Yes | Abandoned Existing Inactive Proposed Abandon Proposed Install Proposed Relocate Proposed Remove Proposed Replace Removed Temporary | NA | Yes | 20
Distribution Structures | ed_secondary_bus_enclosure | Secondary Bus Enclosure | ina_annotation | Inactive Annotation | dd_geom_field | text | No | No | No |  | NA | No | 10
Distribution Structures | ed_secondary_bus_enclosure | Secondary Bus Enclosure | date_installed | Date Installed | dd_phys_field | No | No | No | No |  | ds_date | No | 19
Distribution Structures | ed_secondary_bus_enclosure | Secondary Bus Enclosure | pro_rep_location | Proposed Replace Location | dd_geom_field | point | No | No | No |  | NA | No | 10
Distribution Structures | ed_secondary_bus_enclosure | Secondary Bus Enclosure | exi_annotation | Existing Annotation | dd_geom_field | text | No | No | No |  | NA | No | 10
Distribution Structures | ed_secondary_bus_enclosure | Secondary Bus Enclosure | asset_id | Asset ID | dd_phys_field | No | No | No | No |  | ds_char16_vector | No | 36
Distribution Structures | ed_secondary_bus_enclosure | Secondary Bus Enclosure | pro_rem_annotation | Proposed Remove Annotation | dd_geom_field | text | No | No | No |  | NA | No | 10
Distribution Structures | ed_secondary_bus_enclosure | Secondary Bus Enclosure | design | Design | dd_phys_field | No | No | No | No |  | ds_char16_vector | No | 40
Distribution Structures | ed_secondary_bus_enclosure | Secondary Bus Enclosure | leader_line | Leader Line | dd_geom_field | simple_chain | No | No | No |  | NA | No | 10
Distribution Structures | ed_secondary_bus_enclosure | Secondary Bus Enclosure | annotation | Annotation | dd_geom_field | text | No | No | No |  | NA | No | 10
Distribution Structures | ed_secondary_bus_enclosure | Secondary Bus Enclosure | location_description_id | Location Description Id | dd_phys_field | No | No | No | No |  | integer | Yes | 10
Distribution Structures | ed_secondary_bus_enclosure | Secondary Bus Enclosure | owner_name | Owner Name | dd_phys_field | No | No | No | No |  | ds_char16_vector | No | 120
Distribution Structures | ed_secondary_bus_enclosure | Secondary Bus Enclosure | location | Location | dd_geom_field | point | No | No | No |  | NA | No | 10
Distribution Structures | ed_secondary_bus_enclosure | Secondary Bus Enclosure | style_subcode | Style Subcode | dd_phys_field | No | No | No | Yes | Abandoned Existing Inactive Proposed Abandon Proposed Install Proposed Relocate Proposed Remove Proposed Replace Removed Temporary | NA | No | 10
Distribution Structures | ed_secondary_bus_enclosure | Secondary Bus Enclosure | markers | Markers | dd_join_field | No | Marker | M:N | No |  | NA | No | 20
Distribution Structures | ed_secondary_bus_enclosure | Secondary Bus Enclosure | pro_rem_internal_annotation | Proposed Remove Internal Annotation | dd_geom_field | text | No | No | No |  | NA | No | 10
Distribution Structures | ed_secondary_bus_enclosure | Secondary Bus Enclosure | pro_aba_internal_annotation | Proposed Abandon Internal Annotation | dd_geom_field | text | No | No | No |  | NA | No | 10
Distribution Structures | ed_secondary_bus_enclosure | Secondary Bus Enclosure | exi_internal_annotation | Existing Internal Annotation | dd_geom_field | text | No | No | No |  | NA | No | 10
Distribution Structures | ed_secondary_bus_enclosure | Secondary Bus Enclosure | aba_internal_annotation | Abandoned Internal Annotation | dd_geom_field | text | No | No | No |  | NA | No | 10
Distribution Structures | ed_secondary_bus_enclosure | Secondary Bus Enclosure | pro_aba_annotation | Proposed Abandon Annotation | dd_geom_field | text | No | No | No |  | NA | No | 10
Distribution Structures | ed_secondary_bus_enclosure | Secondary Bus Enclosure | rem_annotation | Removed Annotation | dd_geom_field | text | No | No | No |  | NA | No | 10
Distribution Structures | ed_secondary_bus_enclosure | Secondary Bus Enclosure | pro_aba_location | Proposed Abandon Location | dd_geom_field | point | No | No | No |  | NA | No | 10
Distribution Structures | ed_secondary_bus_enclosure | Secondary Bus Enclosure | number | Number | dd_phys_field | No | No | No | No |  | ds_char16_vector | No | 15
Distribution Structures | ed_secondary_bus_enclosure | Secondary Bus Enclosure | pro_internal_annotation | Proposed Internal Annotation | dd_geom_field | text | No | No | No |  | NA | No | 10
Distribution Structures | ed_secondary_bus_enclosure | Secondary Bus Enclosure | remarks_id | Remarks ID | dd_phys_field | No | No | No | No |  | integer | Yes | 10
Distribution Structures | ed_secondary_bus_enclosure | Secondary Bus Enclosure | rem_location | Removed Location | dd_geom_field | point | No | No | No |  | NA | No | 10
Distribution Structures | ed_secondary_bus_enclosure | Secondary Bus Enclosure | tem_internal_annotation | Temporary Internal Annotation | dd_geom_field | text | No | No | No |  | NA | No | 10
Distribution Structures | ed_secondary_bus_enclosure | Secondary Bus Enclosure | aba_annotation | Abandoned Annotation | dd_geom_field | text | No | No | No |  | NA | No | 10
Distribution Structures | ed_secondary_bus_enclosure | Secondary Bus Enclosure | rem_internal_annotation | Removed Internal Annotation | dd_geom_field | text | No | No | No |  | NA | No | 10
Distribution Structures | ed_secondary_bus_enclosure | Secondary Bus Enclosure | depth | Depth | dd_phys_field | No | No | No | No |  | float | No | 10
Distribution Structures | ed_secondary_bus_enclosure | Secondary Bus Enclosure | installation_groups | Installation Groups | dd_join_field | No | Installation Group | 0:N | No |  | NA | No | 20
Distribution Structures | ed_secondary_bus_enclosure | Secondary Bus Enclosure | id | Id | dd_phys_field | No | No | No | No |  | integer | Yes | 10
Distribution Structures | ed_secondary_bus_enclosure | Secondary Bus Enclosure | tem_annotation | Temporary Annotation | dd_geom_field | text | No | No | No |  | NA | No | 10
Distribution Structures | ed_secondary_bus_enclosure | Secondary Bus Enclosure | length | Length | dd_phys_field | No | No | No | No |  | float | No | 10
Distribution Structures | ed_secondary_bus_enclosure | Secondary Bus Enclosure | pro_rem_location | Proposed Remove Location | dd_geom_field | point | No | No | No |  | NA | No | 10
Distribution Structures | ed_secondary_bus_enclosure | Secondary Bus Enclosure | aba_location | Abandoned Location | dd_geom_field | point | No | No | No |  | NA | No | 10
Distribution Structures | ed_secondary_bus_enclosure | Secondary Bus Enclosure | ina_internal_annotation | Inactive Internal Annotation | dd_geom_field | text | No | No | No |  | NA | No | 10
Distribution Structures | ed_secondary_bus_enclosure | Secondary Bus Enclosure | owner_type | Owner Type | dd_phys_field | No | No | No | Yes | Company Owned Customer Owned Foreign Owned Other Utility Owned Unknown | NA | Yes | 16
Distribution Structures | ed_secondary_bus_enclosure | Secondary Bus Enclosure | remarks_annotation | Remarks Annotation | dd_geom_field | text | No | No | No |  | NA | No | 10
Distribution Structures | ed_secondary_bus_enclosure | Secondary Bus Enclosure | width | Width | dd_phys_field | No | No | No | No |  | float | No | 10
Distribution Structures | ed_secondary_bus_enclosure | Secondary Bus Enclosure | ina_location | Inactive Location | dd_geom_field | point | No | No | No |  | NA | No | 10
Distribution Structures | ed_secondary_bus_enclosure | Secondary Bus Enclosure | ed_structure_nodes | Structure Nodes | dd_join_field | No | Distribution Structure Node | 0:n | No |  | NA | No | 20
Distribution Structures | ed_secondary_bus_enclosure | Secondary Bus Enclosure | internal_annotation | Internal Annotation | dd_geom_field | text | No | No | No |  | NA | No | 10
Distribution Structures | ed_secondary_bus_enclosure | Secondary Bus Enclosure | source_data | Source Data | dd_phys_field | No | No | No | No |  | ds_char16_vector | No | 64
Distribution Structures | ed_secondary_bus_enclosure | Secondary Bus Enclosure | source_id | Source ID | dd_phys_field | No | No | No | No |  | integer | No | 10
Distribution Structures | eo_conduit | Conduit | tp_number | Number | dd_phys_field | No | No | No | No |  | ds_char16_vector | No | 12
Distribution Structures | eo_conduit | Conduit | tp_date_of_last_maintenance | Date of Last Maintenance | dd_phys_field | No | No | No | No |  | ds_date | No | 10
Distribution Structures | eo_conduit | Conduit | tp_locality | Locality | dd_phys_field | No | No | No | No |  | ds_char16_vector | No | 32
Distribution Structures | eo_conduit | Conduit | tp_section_name | Section Name | dd_phys_field | No | No | No | Yes | Eso Adava Eso Ambapua Eso Aska-1 Eso B Singipur Eso Badagada Eso Baipariguda Eso Balimela Eso Balipadar Eso Balisira Eso Balliguda Eso Bandhugaon Eso Baunsuni Eso Beguniapada Eso Belaguntha Eso Bhejiput Eso Bissam Ctc Eso Bomakei Eso Boriguma Eso Boudh Eso Budhamba Eso Buguda Eso Chandahandi Eso Chandragiri Eso Chatrapur-i Eso Chatrapur-ii Eso Chikiti Eso Chirikipada Eso Dabugam Eso Daringibadi Eso Dharakote Eso Digapahandi Eso E S O-i Eso E S O-ii Eso E.s.o.no.1 Eso E.s.o.no.2 Eso E.s.o.no.3 Eso G.nuagam-2 Eso G.udayagiri Eso Gandhinagar Eso Ganjam Eso Garabandha Eso Golanthara Eso Gopalpur Eso Gudari Eso Gumma Eso Gumuda Eso Gunupur Eso Gunupur Rural Eso Head Quarter Eso Hinjilicut Eso J N Prasad Eso J.k.pur Eso Jagapur Eso Jharigam Eso Jyp No.1 Eso Jyp No.2 Eso Jyp No.3 Eso K B Pur Eso K S Nagar Eso Kakiriguma Eso Kalimela Eso Kanchuru Eso Kanisi Eso Kanteipally Eso Kasinagar Eso Kasipur Eso Keshpur Eso Khajuripada Eso Khajuripada-i Eso Khallikote Eso Kodala Eso Konkarada Eso Koraput Sec-i Eso Koraput Sec-ii Eso Kosagumuda Eso Kotpad Eso Kukudakhandi Eso Kundra Eso Lanjipally Eso Lathi Eso Laxmipur Eso Luchapada Eso Malkangiri Eso Malud Eso Manamunda Eso Mathili Eso Medical Eso Mohana Eso Muniguda Eso Nabarangpur Eso Nabarangpur Rural Eso Nandapur Eso Nuagam-1 Eso Nuagam-2 Eso Nuapada Eso P S Pur Eso Padmapur Eso Papadahandi Eso Paralakhemundi Eso Parlakhemundi Rural Eso Patrapur Eso Pattangi Eso Pattapur Eso Phiringia Eso Phulbani Eso Pitala Eso Polosara Eso Pudamari Eso Purunakatak Eso R.Udaygiri Eso Raigada Eso Raighar Eso Raikia Eso Rambha Eso Ramnaguda Eso Randhapalli Eso Rayagada Rural Eso Rayagada-1 Eso Rayagada-2 Eso Sheragada Eso Sikarpai Eso Similiguda Eso Soroda Eso Sunabeda Eso Surangi Eso T Khunti Eso Taratarini Eso Therubali Eso Tikabali Eso Tilisingi Eso Tumudibandha Eso Umerkote Eso University Eso Upalada Unknown | NA | No | 10
Distribution Structures | eo_conduit | Conduit | tp_sub_locality | Sub Locality | dd_phys_field | No | No | No | No |  | ds_char16_vector | No | 32
Distribution Structures | eo_conduit | Conduit | tp_date_of_last_updation_in_gis | Date Last Updated in GIS | dd_phys_field | No | No | No | No |  | ds_date | No | 10
Distribution Structures | eo_conduit | Conduit | tp_landmark | Landmark | dd_phys_field | No | No | No | No |  | ds_char16_vector | No | 32
Distribution Structures | eo_conduit | Conduit | tp_date_of_commissioning | Date of Commissioning | dd_phys_field | No | No | No | No |  | ds_date | No | 10
Distribution Structures | eo_conduit | Conduit | tp_calculated_length | Calculated Length | dd_phys_field | No | No | No | No |  | float | No | 10
Distribution Structures | eo_conduit | Conduit | status | Lifecycle Status | dd_phys_field | No | No | No | Yes | Abandoned Existing Inactive Proposed Abandon Proposed Install Proposed Relocate Proposed Remove Proposed Replace Removed Temporary | NA | Yes | 10
Distribution Structures | eo_conduit | Conduit | date_installed | Date Installed | dd_phys_field | No | No | No | No |  | ds_date | No | 10
Distribution Structures | eo_conduit | Conduit | tp_time_of_data_collection | Time of data Collection | dd_phys_field | No | No | No | No |  | ds_char16_vector | No | 32
Distribution Structures | eo_conduit | Conduit | tp_asset_id | Asset Id | dd_phys_field | No | No | No | No |  | ds_char16_vector | No | 32
Distribution Structures | eo_conduit | Conduit | tp_division_code | Division Code | dd_phys_field | No | No | No | Yes | 0 1 2 3 4 5 6 Unknown | NA | No | 10
Distribution Structures | eo_conduit | Conduit | tp_date_of_manufactured | Date Manufactured | dd_phys_field | No | No | No | No |  | ds_date | No | 10
Distribution Structures | eo_conduit | Conduit | tp_date_of_de_commissioning | Date of De-Commissioning | dd_phys_field | No | No | No | No |  | ds_date | No | 10
Distribution Structures | eo_conduit | Conduit | tp_data_updated_by_in_gis | Data Updated By in GIS | dd_phys_field | No | No | No | No |  | ds_char16_vector | No | 32
Distribution Structures | eo_conduit | Conduit | tp_ward_code | Word Code | dd_phys_field | No | No | No | Yes | 0 1 2 3 4 5 6 Unknown | NA | No | 10
Distribution Structures | eo_conduit | Conduit | name | Name | dd_phys_field | No | No | No | No |  | ds_char16_vector | No | 64
Distribution Structures | eo_conduit | Conduit | size_val | Size | dd_derived_field | No | No | No | No |  | ds_char16_vector | No | 10
Distribution Structures | eo_conduit | Conduit | tp_no_of_cables | No of Cables | dd_phys_field | No | No | No | No |  | integer | No | 10
Distribution Structures | eo_conduit | Conduit | tp_data_collected_by | Data Collected By | dd_phys_field | No | No | No | No |  | ds_char16_vector | No | 32
Distribution Structures | eo_conduit | Conduit | tp_sub_division_code | Sub Division Code | dd_phys_field | No | No | No | Yes | 0 1 2 3 4 5 6 Unknown | NA | No | 10
Distribution Structures | eo_conduit | Conduit | tp_city | City | dd_phys_field | No | No | No | Yes | Others Unknown | NA | Yes | 10
Distribution Structures | eo_conduit | Conduit | material | Material | dd_derived_field | No | No | No | No |  | ds_char16_vector | No | 10
Distribution Structures | eo_conduit | Conduit | tp_date_of_data_collection | Date Collection | dd_phys_field | No | No | No | No |  | ds_char16_vector | No | 32
Distribution Structures | eo_conduit | Conduit | tp_installation_type | Installation Type | dd_phys_field | No | No | No | Yes | Combination In Door Out Door Unknown | NA | No | 10
Distribution Structures | eo_conduit | Conduit | cross_section_elements | Cross Section Elements | dd_join_field | No | Cross Section Element | 1:N | No |  | NA | No | 20
Distribution Structures | eo_conduit | Conduit | tp_work_order_id | Work Order Id | dd_phys_field | No | No | No | No |  | ds_char16_vector | No | 64
Distribution Structures | eo_conduit | Conduit | tp_actual_length | Actual Length | dd_phys_field | No | No | No | No |  | float | No | 10
Distribution Structures | eo_conduit | Conduit | tp_serial_number | Serial number | dd_phys_field | No | No | No | No |  | ds_char16_vector | No | 32
Distribution Structures | eo_conduit | Conduit | tp_section_code | Section Code | dd_phys_field | No | No | No | Yes | 0 1 2 3 4 5 6 Unknown | NA | No | 10
Distribution Structures | eo_conduit | Conduit | tp_mounting | Mounting | dd_phys_field | No | No | No | Yes | Overhead Underground Unknown | NA | No | 10
Distribution Structures | eo_conduit | Conduit | tp_sub_mounting | Sub Mounting | dd_phys_field | No | No | No | Yes | Basement Elevated Joist Kiosk Lattice Welded Others PCC Pole Panel Mounted Platform Mounted Plinth Pole Rail Steel Tubular Pole Stilt Mounted Tower Unknown | NA | No | 10
Distribution Structures | eo_conduit | Conduit | tp_depth | Depth | dd_phys_field | No | No | No | No |  | float | No | 10
Distribution Structures | eo_conduit | Conduit | id | Id | dd_phys_field | No | No | No | No |  | integer | Yes | 10
Distribution Structures | eo_conduit | Conduit | tp_previous_installed_location | Prev. Installed Location | dd_phys_field | No | No | No | No |  | ds_char16_vector | No | 32
Distribution Structures | eo_conduit | Conduit | tp_remarks_id | Tp Remarks Id | dd_phys_field | No | No | No | No |  | integer | No | 10
Distribution Structures | eo_conduit | Conduit | owner_name | Owner Name | dd_phys_field | No | No | No | Yes | Cable Company Customer Electric Utility Telephone Company Unknown | NA | No | 120
Distribution Structures | eo_conduit | Conduit | tp_conduit_type | Conduit Type | dd_phys_field | No | No | No | Yes | Conduit Duct Bank Unknown | NA | No | 10
Distribution Structures | eo_conduit | Conduit | tp_date_of_creation_in_gis | Date of Creatation in GIS | dd_phys_field | No | No | No | No |  | ds_date | No | 10
Distribution Structures | eo_conduit | Conduit | tp_circle_name | Circle Name | dd_phys_field | No | No | No | Yes | Aska Berhampur Bhanjanagar City City Circle Jeypore Rayagada Raygada Unknown | NA | No | 10
Distribution Structures | eo_conduit | Conduit | tp_no_of_ducts | No of Ducts | dd_phys_field | No | No | No | No |  | integer | No | 10
Distribution Structures | eo_conduit | Conduit | tp_migration_unique_id | Migration Unique Id | dd_phys_field | No | No | No | No |  | ds_char16_vector | No | 32
Distribution Structures | eo_conduit | Conduit | tp_division_name | Division Name | dd_phys_field | No | No | No | Yes | Aska-1 Aska-2 Berhampur Division-1 Berhampur Division-2 Berhampur Division-3 Bhanjanagar Boudh Ganjam North Ganjam South Gunupur Hinjilicut Jeypore Koraput Malkangiri Nawarangpur Paralakhemundi Phulbani Purushottampur Raygada Unknown | NA | No | 10
Distribution Structures | eo_conduit | Conduit | owner_type | Owner Type | dd_phys_field | No | No | No | Yes | Company Owned Customer Customer Owned Electric Utility-TPSODL Foreign Owned Other Utility Owned Unknown | NA | Yes | 16
Distribution Structures | eo_conduit | Conduit | manufacturer | Manufacturer | dd_phys_field | No | No | No | Yes | ABB Avon Bell Lumber Bentex Linger Switchgear Bharat Heavy Electricals Capital Meters ECE Elymer Electrics GEC Alsthom General Electric Genus Infrastructures Havells Himachal Energy Hpl Electric & Power Indotech Switchgear & Controls (Delhi) International Paper J.H. Baxter Jaipur Electronics Jnj Powercom Juvas Koppers L.D. McFarland Landis & Gyr Larsen & Toubro Montel Limited North Pacfic Lumber Oeser Other Palmohan Pole Star Powertech Secure Meter SquareD Stella-Jones Suzhou Power Meter Taylor Lumber Unknown Visiontek Westinghouse Weyerhaeuser ZEN | NA | No | 10
Distribution Structures | eo_conduit | Conduit | tp_company_id | Company ID | dd_phys_field | No | No | No | No |  | ds_char16_vector | No | 32
Distribution Structures | eo_conduit | Conduit | tp_road_name | Road Name | dd_phys_field | No | No | No | No |  | ds_char16_vector | No | 32
Distribution Structures | eo_conduit | Conduit | tp_diameter | Diameter | dd_phys_field | No | No | No | No |  | float | No | 10
Distribution Structures | eo_conduit | Conduit | tp_sub_division_name | Sub Division Name | dd_phys_field | No | No | No | Yes | Aska Balimela Balliguda Belaguntha Bhanjanagar-i Bhanjanagar-ii Bijipur Bijipur-Industrial Bissam Cuttack Boriguma Boudh Buguda Chatrapur Chikiti Digapahandi G Udayagiri Gopalpur Gumuda Gunupur Hinjilicut JESD-1 JESD-2 Kabisuryanagar Kanisi Kasinagar Khallikote Kodala Koraput Laxmipur Malkangiri Manmunda Mohana Nawarangpur Nuagam Papadahandi Paralakhemundi Phulbani Polasara Purushottampur R Udaygiri Rambha Raygada SDO-1 SDO-2 SDO-3 SDO-4 Sheragada Sorada Sunabeda Therubali Umarkote Unknown Uppalada | NA | No | 10
Distribution Structures | eo_conduit | Conduit | tp_address | Address | dd_phys_field | No | No | No | No |  | ds_char16_vector | No | 32
Distribution Structures | eo_conduit | Conduit | tp_warrenty_end_date | Warrenty End Date | dd_phys_field | No | No | No | No |  | ds_date | No | 10
Distribution Structures | eo_conduit | Conduit | tp_surveyor_remark_id | Tp Surveyor Remark Id | dd_phys_field | No | No | No | No |  | integer | No | 10
Distribution Structures | eo_conduit | Conduit | tp_circle_code | Circle Code | dd_phys_field | No | No | No | Yes | 0 21 29 31 34 35 71 Unknown | NA | No | 10
Distribution Structures | eo_conduit | Conduit | tp_pin_code | Pin Code | dd_phys_field | No | No | No | No |  | integer | No | 10
Distribution Structures | eo_conduit | Conduit | specification | Specification | dd_join_field | No | Conduit Spec | 0:n | No |  | NA | No | 20
Distribution Structures | eo_conduit | Conduit | specification_description | Specification Description | dd_derived_field | No | No | No | No |  | ds_char16_vector | No | 10
Distribution Structures | ed_customer_station | Customer Station | tem_extent | Temporary Extent | dd_geom_field | simple_area | No | No | No |  | NA | No | 10
Distribution Structures | ed_customer_station | Customer Station | bays | Bays | dd_join_field | No | Bay | 0:N | No |  | NA | No | 20
Distribution Structures | ed_customer_station | Customer Station | pro_rep_annotation | Proposed Replace Annotation | dd_geom_field | text | No | No | No |  | NA | No | 10
Distribution Structures | ed_customer_station | Customer Station | tem_location | Temporary Location | dd_geom_field | point | No | No | No |  | NA | No | 10
Distribution Structures | ed_customer_station | Customer Station | et_structure_nodes | Transmission Structure Nodes | dd_join_field | No | Transmission Structure Node | 0:n | No |  | NA | No | 20
Distribution Structures | ed_customer_station | Customer Station | pro_location | Proposed Location | dd_geom_field | point | No | No | No |  | NA | No | 10
Distribution Structures | ed_customer_station | Customer Station | exi_location | Existing Location | dd_geom_field | point | No | No | No |  | NA | No | 10
Distribution Structures | ed_customer_station | Customer Station | status | Status | dd_phys_field | No | No | No | Yes | Abandoned Existing Inactive Proposed Abandon Proposed Install Proposed Relocate Proposed Remove Proposed Replace Removed Temporary | NA | Yes | 20
Distribution Structures | ed_customer_station | Customer Station | ina_annotation | Inactive Annotation | dd_geom_field | text | No | No | No |  | NA | No | 10
Distribution Structures | ed_customer_station | Customer Station | date_installed | Date Installed | dd_phys_field | No | No | No | No |  | ds_date | No | 19
Distribution Structures | ed_customer_station | Customer Station | ina_extent | Inactive Extent | dd_geom_field | simple_area | No | No | No |  | NA | No | 10
Distribution Structures | ed_customer_station | Customer Station | aba_extent | Abandoned Extent | dd_geom_field | simple_area | No | No | No |  | NA | No | 10
Distribution Structures | ed_customer_station | Customer Station | exi_annotation | Existing Annotation | dd_geom_field | text | No | No | No |  | NA | No | 10
Distribution Structures | ed_customer_station | Customer Station | style_subcode | Style Subcode | dd_phys_field | No | No | No | Yes | Abandoned Existing Inactive Proposed Abandon Proposed Install Proposed Relocate Proposed Remove Proposed Replace Removed Temporary | NA | No | 10
Distribution Structures | ed_customer_station | Customer Station | leader_line | Leader Line | dd_geom_field | simple_chain | No | No | No |  | NA | No | 10
Distribution Structures | ed_customer_station | Customer Station | exi_extent | Existing Extent | dd_geom_field | simple_area | No | No | No |  | NA | No | 10
Distribution Structures | ed_customer_station | Customer Station | id | Id | dd_phys_field | No | No | No | No |  | integer | Yes | 10
Distribution Structures | ed_customer_station | Customer Station | installation_groups | Installation Groups | dd_join_field | No | Installation Group | 0:N | No |  | NA | No | 20
Distribution Structures | ed_customer_station | Customer Station | rem_extent | Removed Extent | dd_geom_field | simple_area | No | No | No |  | NA | No | 10
Distribution Structures | ed_customer_station | Customer Station | tem_annotation | Temporary Annotation | dd_geom_field | text | No | No | No |  | NA | No | 10
Distribution Structures | ed_customer_station | Customer Station | circuit_and_section | Circuit/Section | dd_join_field | No | Circuit | M:N | No |  | NA | No | 20
Distribution Structures | ed_customer_station | Customer Station | markers | Markers | dd_join_field | No | Marker | M:N | No |  | NA | No | 20
Distribution Structures | ed_customer_station | Customer Station | pro_aba_extent | Proposed Abandoned Extent | dd_geom_field | simple_area | No | No | No |  | NA | No | 10
Distribution Structures | ed_customer_station | Customer Station | ed_structure_nodes | Structure Nodes | dd_join_field | No | Distribution Structure Node | 0:n | No |  | NA | No | 20
Distribution Structures | ed_customer_station | Customer Station | pro_aba_annotation | Proposed Abandon Annotation | dd_geom_field | text | No | No | No |  | NA | No | 10
Distribution Structures | ed_customer_station | Customer Station | pro_aba_location | Proposed Abandon Location | dd_geom_field | point | No | No | No |  | NA | No | 10
Distribution Structures | ed_customer_station | Customer Station | facility_name | Facility Name | dd_phys_field | No | No | No | No |  | ds_char16_vector | No | 100
Distribution Structures | ed_customer_station | Customer Station | remarks_id | Remarks ID | dd_phys_field | No | No | No | No |  | integer | Yes | 10
Distribution Structures | ed_customer_station | Customer Station | pro_rem_extent | Proposed Remove Extent | dd_geom_field | simple_area | No | No | No |  | NA | No | 10
Distribution Structures | ed_customer_station | Customer Station | rem_location | Removed Location | dd_geom_field | point | No | No | No |  | NA | No | 10
Distribution Structures | ed_customer_station | Customer Station | source_id | Source ID | dd_phys_field | No | No | No | No |  | integer | No | 10
Distribution Structures | ed_customer_station | Customer Station | aba_annotation | Abandoned Annotation | dd_geom_field | text | No | No | No |  | NA | No | 10
Distribution Structures | ed_customer_station | Customer Station | annotation | Annotation | dd_geom_field | text | No | No | No |  | NA | No | 10
Distribution Structures | ed_customer_station | Customer Station | pro_rem_annotation | Proposed Remove Annotation | dd_geom_field | text | No | No | No |  | NA | No | 10
Distribution Structures | ed_customer_station | Customer Station | location_description_id | Location Description Id | dd_phys_field | No | No | No | No |  | integer | Yes | 10
Distribution Structures | ed_customer_station | Customer Station | substation_type | Substation Type | dd_phys_field | No | No | No | Yes | F-Bay Other Simplified Unknown | NA | Yes | 12
Distribution Structures | ed_customer_station | Customer Station | owner_name | Owner Name | dd_phys_field | No | No | No | No |  | ds_char16_vector | No | 120
Distribution Structures | ed_customer_station | Customer Station | pro_rem_location | Proposed Remove Location | dd_geom_field | point | No | No | No |  | NA | No | 10
Distribution Structures | ed_customer_station | Customer Station | aba_location | Abandoned Location | dd_geom_field | point | No | No | No |  | NA | No | 10
Distribution Structures | ed_customer_station | Customer Station | pro_annotation | Proposed Annotation | dd_geom_field | text | No | No | No |  | NA | No | 10
Distribution Structures | ed_customer_station | Customer Station | pro_rep_extent | Proposed Replace Extent | dd_geom_field | simple_area | No | No | No |  | NA | No | 10
Distribution Structures | ed_customer_station | Customer Station | owner_type | Owner Type | dd_phys_field | No | No | No | Yes | Company Owned Customer Owned Foreign Owned Other Utility Owned Unknown | NA | Yes | 16
Distribution Structures | ed_customer_station | Customer Station | extent | Extent | dd_geom_field | simple_area | No | No | No |  | NA | No | 10
Distribution Structures | ed_customer_station | Customer Station | remarks_annotation | Remarks Annotation | dd_geom_field | text | No | No | No |  | NA | No | 10
Distribution Structures | ed_customer_station | Customer Station | location | Location | dd_geom_field | point | No | No | No |  | NA | No | 10
Distribution Structures | ed_customer_station | Customer Station | pro_rep_location | Proposed Replace Location | dd_geom_field | point | No | No | No |  | NA | No | 10
Distribution Structures | ed_customer_station | Customer Station | ina_location | Inactive Location | dd_geom_field | point | No | No | No |  | NA | No | 10
Distribution Structures | ed_customer_station | Customer Station | company_maintained_ind | Company Maintained | dd_phys_field | No | No | No | Yes | No Unknown Yes | NA | No | 9
Distribution Structures | ed_customer_station | Customer Station | pro_extent | Proposed Extent | dd_geom_field | simple_area | No | No | No |  | NA | No | 10
Distribution Structures | ed_customer_station | Customer Station | source_data | Source Data | dd_phys_field | No | No | No | No |  | ds_char16_vector | No | 64
Distribution Structures | ed_customer_station | Customer Station | rem_annotation | Removed Annotation | dd_geom_field | text | No | No | No |  | NA | No | 10
Distribution Structures | ed_pole | Pole | tem_annotation | Temporary Annotation | dd_geom_field | text | No | No | No |  | NA | No | 10
Distribution Structures | ed_pole | Pole | leader_line | Leader Line | dd_geom_field | simple_chain | No | No | No |  | NA | No | 10
Distribution Structures | ed_pole | Pole | reduced_level | Reduced Level | dd_phys_field | No | No | No | No |  | float | No | 10
Distribution Structures | ed_pole | Pole | tp_migration_unique_id | Migration Unique Id | dd_phys_field | No | No | No | No |  | ds_char16_vector | No | 32
Distribution Structures | ed_pole | Pole | number | Number | dd_phys_field | No | No | No | No |  | ds_char16_vector | No | 20
Distribution Structures | ed_pole | Pole | tp_insulator_material | Insulator Material | dd_phys_field | No | No | No | Yes | Glass Polymer Polymer+Porcelain Porcelain Unknown | NA | No | 10
Distribution Structures | ed_pole | Pole | tp_branching_staus? | Branching Staus? | dd_phys_field | No | No | No | Yes | NA No Unknown Yes | NA | No | 10
Distribution Structures | ed_pole | Pole | source_data | Source Data | dd_phys_field | No | No | No | No |  | ds_char16_vector | No | 64
Distribution Structures | ed_pole | Pole | receptacle | Receptacle | dd_phys_field | No | No | No | Yes | External Internal None Unknown | NA | No | 10
Distribution Structures | ed_pole | Pole | tp_no_of_stud_poles | No of Stud Poles | dd_phys_field | No | No | No | No |  | integer | No | 10
Distribution Structures | ed_pole | Pole | pro_location | Proposed Location | dd_geom_field | point | No | No | No |  | NA | No | 10
Distribution Structures | ed_pole | Pole | tp_composite_status? | Composite Status? | dd_phys_field | No | No | No | Yes | NA No Unknown Yes | NA | No | 10
Distribution Structures | ed_pole | Pole | tp_la_provided? | LA Provided? | dd_phys_field | No | No | No | Yes | NA No Unknown Yes | NA | No | 10
Distribution Structures | ed_pole | Pole | tp_composite_type | Composite Type | dd_phys_field | No | No | No | Yes | EHV + EHV EHV + HV EHV + HV + LV EHV + LV HV + HV HV + LV LV + LV Unknown | NA | No | 10
Distribution Structures | ed_pole | Pole | tp_work_order_id | Work Order ID | dd_phys_field | No | No | No | No |  | ds_char16_vector | No | 32
Distribution Structures | ed_pole | Pole | ina_location | Inactive Location | dd_geom_field | point | No | No | No |  | NA | No | 10
Distribution Structures | ed_pole | Pole | tp_previous_installed_location | Prev. Installed Location | dd_phys_field | No | No | No | No |  | ds_char16_vector | No | 32
Distribution Structures | ed_pole | Pole | ed_guys | Guys | dd_join_field | No | Guy | m:n | No |  | NA | No | 20
Distribution Structures | ed_pole | Pole | et_antennas | Antennas | dd_join_field | No | Antenna | 0:N | No |  | NA | No | 20
Distribution Structures | ed_pole | Pole | tp_circle_code | Circle Code | dd_phys_field | No | No | No | Yes | 0 21 29 31 34 35 71 Unknown | NA | No | 10
Distribution Structures | ed_pole | Pole | tp_anti_climbing_device? | Anti Climbing device? | dd_phys_field | No | No | No | Yes | NA No Unknown Yes | NA | No | 10
Distribution Structures | ed_pole | Pole | ed_pole_structure | Pole Structure | dd_join_field | No | Pole Structure | 0:n | No |  | NA | No | 20
Distribution Structures | ed_pole | Pole | tp_shared? | Shared? | dd_phys_field | No | No | No | Yes | NA No Unknown Yes | NA | No | 10
Distribution Structures | ed_pole | Pole | tp_city | City | dd_phys_field | No | No | No | Yes | Others Unknown | NA | No | 10
Distribution Structures | ed_pole | Pole | tp_couping? | Couping? | dd_phys_field | No | No | No | Yes | NA No Unknown Yes | NA | No | 10
Distribution Structures | ed_pole | Pole | tp_section_code | Section Code | dd_phys_field | No | No | No | Yes | 0 1 2 3 4 5 6 Unknown | NA | No | 10
Distribution Structures | ed_pole | Pole | location_description_id | Location Description ID | dd_phys_field | No | No | No | No |  | integer | Yes | 10
Distribution Structures | ed_pole | Pole | tp_date_of_creation_in_gis | Date of Creation in GIS | dd_phys_field | No | No | No | No |  | ds_date | No | 10
Distribution Structures | ed_pole | Pole | pro_annotation | Proposed Annotation | dd_geom_field | text | No | No | No |  | NA | No | 10
Distribution Structures | ed_pole | Pole | ed_cross_arms | Cross Arms | dd_join_field | No | Cross Arm | 1:n | No |  | NA | No | 20
Distribution Structures | ed_pole | Pole | id | Id | dd_phys_field | No | No | No | No |  | integer | Yes | 10
Distribution Structures | ed_pole | Pole | tp_network_type | Network Type | dd_phys_field | No | No | No | Yes | EHV HV LV MV Substation | NA | No | 10
Distribution Structures | ed_pole | Pole | tp_time_of_data_collection | Time of data collection | dd_phys_field | No | No | No | No |  | ds_char16_vector | No | 32
Distribution Structures | ed_pole | Pole | usage | Usage | dd_phys_field | No | No | No | Yes | Guy Stub Primary Private Light Public Light Push Pole Secondary Unknown | NA | No | 20
Distribution Structures | ed_pole | Pole | tp_no_of_service_lines | No of Service Lines | dd_phys_field | No | No | No | No |  | integer | No | 10
Distribution Structures | ed_pole | Pole | tp_sub_division_code | Sub Division Code | dd_phys_field | No | No | No | Yes | 0 1 2 3 4 5 6 Unknown | NA | No | 10
Distribution Structures | ed_pole | Pole | et_structure_nodes | Transmission Structure Nodes | dd_join_field | No | Transmission Structure Node | 0:n | No |  | NA | No | 20
Distribution Structures | ed_pole | Pole | tp_no_of_stay_wires | No of Stay Wires | dd_phys_field | No | No | No | No |  | integer | No | 10
Distribution Structures | ed_pole | Pole | pro_aba_location | Proposed Abandon Location | dd_geom_field | point | No | No | No |  | NA | No | 10
Distribution Structures | ed_pole | Pole | rem_annotation | Removed Annotation | dd_geom_field | text | No | No | No |  | NA | No | 10
Distribution Structures | ed_pole | Pole | treatment | Treatment | dd_phys_field | No | No | No | Yes | ACA ACZA CCA Creosote CuN Pentachlorophenol Unknown | NA | Yes | 19
Distribution Structures | ed_pole | Pole | installation_groups | Installation Groups | dd_join_field | No | Installation Group | 0:N | No |  | NA | No | 20
Distribution Structures | ed_pole | Pole | owner_type | Owner Type | dd_phys_field | No | No | No | Yes | Company Owned Customer Owned Foreign Owned Other Utility Owned Unknown | NA | Yes | 16
Distribution Structures | ed_pole | Pole | date_removed | Date Removed | dd_phys_field | No | No | No | No |  | ds_date | No | 10
Distribution Structures | ed_pole | Pole | tp_surveyor_remark_id | Tp Surveyor Remark Id | dd_phys_field | No | No | No | No |  | integer | No | 10
Distribution Structures | ed_pole | Pole | ed_pole_foreign_attachments | Foreign Attachments | dd_join_field | No | Foreign Attachment | 0:n | No |  | NA | No | 20
Distribution Structures | ed_pole | Pole | tp_extension | Extension | dd_phys_field | No | No | No | No |  | ds_char16_vector | No | 32
Distribution Structures | ed_pole | Pole | asset_id | Asset ID | dd_phys_field | No | No | No | No |  | ds_char16_vector | No | 36
Distribution Structures | ed_pole | Pole | tp_ward_code | Ward Code | dd_phys_field | No | No | No | Yes | 0 1 2 3 4 5 6 Unknown | NA | No | 10
Distribution Structures | ed_pole | Pole | tp_condition_of_pole | Condition of Pole | dd_phys_field | No | No | No | Yes | Broken Fogged Good Needs Attention OK Unknown Very Bad | NA | No | 10
Distribution Structures | ed_pole | Pole | tp_division_code | Division Code | dd_phys_field | No | No | No | Yes | 0 1 2 3 4 5 6 Unknown | NA | No | 10
Distribution Structures | ed_pole | Pole | tp_sub_locality | Sub Locality | dd_phys_field | No | No | No | No |  | ds_char16_vector | No | 32
Distribution Structures | ed_pole | Pole | aba_annotation | Abandoned Annotation | dd_geom_field | text | No | No | No |  | NA | No | 10
Distribution Structures | ed_pole | Pole | type | Type | dd_phys_field | No | No | No | No |  | ds_char16_vector | No | 20
Distribution Structures | ed_pole | Pole | tp_date_of_de_commissioning | Date of De-Commissioning | dd_phys_field | No | No | No | No |  | ds_date | No | 10
Distribution Structures | ed_pole | Pole | tem_location | Temporary Location | dd_geom_field | point | No | No | No |  | NA | No | 10
Distribution Structures | ed_pole | Pole | tp_locality | Locality | dd_phys_field | No | No | No | No |  | ds_char16_vector | No | 32
Distribution Structures | ed_pole | Pole | tp_sub_division_name | Sub Division Name | dd_phys_field | No | No | No | Yes | Aska Balimela Balliguda Belaguntha Bhanjanagar-i Bhanjanagar-ii Bijipur Bijipur-Industrial Bissam Cuttack Boriguma Boudh Buguda Chatrapur Chikiti Digapahandi G Udayagiri Gopalpur Gumuda Gunupur Hinjilicut JESD-1 JESD-2 Kabisuryanagar Kanisi Kasinagar Khallikote Kodala Koraput Laxmipur Malkangiri Manmunda Mohana Nawarangpur Nuagam Papadahandi Paralakhemundi Phulbani Polasara Purushottampur R Udaygiri Rambha Raygada SDO-1 SDO-2 SDO-3 SDO-4 Sheragada Sorada Sunabeda Therubali Umarkote Unknown Uppalada | NA | No | 10
Distribution Structures | ed_pole | Pole | rem_location | Removed Location | dd_geom_field | point | No | No | No |  | NA | No | 10
Distribution Structures | ed_pole | Pole | tp_danger_board_status? | Danger Board Status? | dd_phys_field | No | No | No | Yes | NA No Unknown Yes | NA | No | 10
Distribution Structures | ed_pole | Pole | height | Height | dd_phys_field | No | No | No | Yes | 10 Feet 100 Feet 105 Feet 11 Feet 110 Feet 115 Feet 12 Feet 120 Feet 125 Feet 13 Feet 130 Feet 135 Feet 14 Feet 15 Feet 16 Feet 25 Feet 30 Feet 35 Feet 40 Feet 45 Feet 50 Feet 55 Feet 60 Feet 65 Feet 7 Feet 70 Feet 75 Feet 8 Feet 80 Feet 85 Feet 9 Feet 90 Feet 95 Feet Unknown | NA | No | 9
Distribution Structures | ed_pole | Pole | tp_circle_name | Circle Name | dd_phys_field | No | No | No | Yes | Aska Berhampur Bhanjanagar City City Circle Jeypore Rayagada Raygada Unknown | NA | No | 10
Distribution Structures | ed_pole | Pole | tp_hv_insulator_type | HV Insulator Type | dd_phys_field | No | No | No | Yes | AB cable Dead End clamp AB cable Suspension clamp Disc Disc+Pin Guy Mixed Neutral Conductor Binding Pin Shackle Shackle+Pin Unknown | NA | No | 10
Distribution Structures | ed_pole | Pole | reinforcement_type | Reinforcement Type | dd_phys_field | No | No | No | Yes | C Truss Encasement Fiberglass Wrap Unknown | NA | No | 16
Distribution Structures | ed_pole | Pole | depth | Depth | dd_phys_field | No | No | No | No |  | float | No | 10
Distribution Structures | ed_pole | Pole | class | Class | dd_phys_field | No | No | No | Yes | 0 1 2 3 4 5 6 7 8 9 H1 H2 H3 H4 Unknown | NA | No | 9
Distribution Structures | ed_pole | Pole | pro_rep_annotation | Proposed Replace Annotation | dd_geom_field | text | No | No | No |  | NA | No | 10
Distribution Structures | ed_pole | Pole | ed_structure_nodes | Structure Nodes | dd_join_field | No | Distribution Structure Node | 0:n | No |  | NA | No | 20
Distribution Structures | ed_pole | Pole | source_id | Source ID | dd_phys_field | No | No | No | No |  | integer | No | 10
Distribution Structures | ed_pole | Pole | tp_no_of_hv_circuits | No of HV Circuits | dd_phys_field | No | No | No | No |  | integer | No | 10
Distribution Structures | ed_pole | Pole | status | Status | dd_phys_field | No | No | No | Yes | Abandoned Existing Inactive Proposed Abandon Proposed Install Proposed Relocate Proposed Remove Proposed Replace Removed Temporary | NA | Yes | 20
Distribution Structures | ed_pole | Pole | pro_rem_annotation | Proposed Remove Annotation | dd_geom_field | text | No | No | No |  | NA | No | 10
Distribution Structures | ed_pole | Pole | date_manufactured | Date Manufactured | dd_phys_field | No | No | No | No |  | ds_date | No | 10
Distribution Structures | ed_pole | Pole | tp_warranty_end_date | Warranty End Date | dd_phys_field | No | No | No | No |  | ds_char16_vector | No | 32
Distribution Structures | ed_pole | Pole | exi_annotation | Existing Annotation | dd_geom_field | text | No | No | No |  | NA | No | 10
Distribution Structures | ed_pole | Pole | ed_risers | Risers | dd_join_field | No | Riser | 1:n | No |  | NA | No | 20
Distribution Structures | ed_pole | Pole | tp_no_of_lv_circuits | No of LV Circuits | dd_phys_field | No | No | No | No |  | integer | No | 10
Distribution Structures | ed_pole | Pole | tp_date_of_last_maintenance | Date of Last Maintenance | dd_phys_field | No | No | No | No |  | ds_date | No | 10
Distribution Structures | ed_pole | Pole | tp_address | Address | dd_phys_field | No | No | No | No |  | ds_char16_vector | No | 32
Distribution Structures | ed_pole | Pole | exi_location | Existing Location | dd_geom_field | point | No | No | No |  | NA | No | 10
Distribution Structures | ed_pole | Pole | tp_cross_arm_pin_type | Cross Arm Pin Type | dd_phys_field | No | No | No | Yes | 0 1 10 12 13 2 3 4 5 6 7 8 9 Unknown | NA | No | 10
Distribution Structures | ed_pole | Pole | tp_date_of_last_updation_in_gis | Date Last Updated in GIS | dd_phys_field | No | No | No | No |  | ds_date | No | 10
Distribution Structures | ed_pole | Pole | tp_section_name | Section Name | dd_phys_field | No | No | No | Yes | Eso Adava Eso Ambapua Eso Aska-1 Eso B Singipur Eso Badagada Eso Baipariguda Eso Balimela Eso Balipadar Eso Balisira Eso Balliguda Eso Bandhugaon Eso Baunsuni Eso Beguniapada Eso Belaguntha Eso Bhejiput Eso Bissam Ctc Eso Bomakei Eso Boriguma Eso Boudh Eso Budhamba Eso Buguda Eso Chandahandi Eso Chandragiri Eso Chatrapur-i Eso Chatrapur-ii Eso Chikiti Eso Chirikipada Eso Dabugam Eso Daringibadi Eso Dharakote Eso Digapahandi Eso E S O-i Eso E S O-ii Eso E.s.o.no.1 Eso E.s.o.no.2 Eso E.s.o.no.3 Eso G.nuagam-2 Eso G.udayagiri Eso Gandhinagar Eso Ganjam Eso Garabandha Eso Golanthara Eso Gopalpur Eso Gudari Eso Gumma Eso Gumuda Eso Gunupur Eso Gunupur Rural Eso Head Quarter Eso Hinjilicut Eso J N Prasad Eso J.k.pur Eso Jagapur Eso Jharigam Eso Jyp No.1 Eso Jyp No.2 Eso Jyp No.3 Eso K B Pur Eso K S Nagar Eso Kakiriguma Eso Kalimela Eso Kanchuru Eso Kanisi Eso Kanteipally Eso Kasinagar Eso Kasipur Eso Keshpur Eso Khajuripada Eso Khajuripada-i Eso Khallikote Eso Kodala Eso Konkarada Eso Koraput Sec-i Eso Koraput Sec-ii Eso Kosagumuda Eso Kotpad Eso Kukudakhandi Eso Kundra Eso Lanjipally Eso Lathi Eso Laxmipur Eso Luchapada Eso Malkangiri Eso Malud Eso Manamunda Eso Mathili Eso Medical Eso Mohana Eso Muniguda Eso Nabarangpur Eso Nabarangpur Rural Eso Nandapur Eso Nuagam-1 Eso Nuagam-2 Eso Nuapada Eso P S Pur Eso Padmapur Eso Papadahandi Eso Paralakhemundi Eso Parlakhemundi Rural Eso Patrapur Eso Pattangi Eso Pattapur Eso Phiringia Eso Phulbani Eso Pitala Eso Polosara Eso Pudamari Eso Purunakatak Eso R.Udaygiri Eso Raigada Eso Raighar Eso Raikia Eso Rambha Eso Ramnaguda Eso Randhapalli Eso Rayagada Rural Eso Rayagada-1 Eso Rayagada-2 Eso Sheragada Eso Sikarpai Eso Similiguda Eso Soroda Eso Sunabeda Eso Surangi Eso T Khunti Eso Taratarini Eso Therubali Eso Tikabali Eso Tilisingi Eso Tumudibandha Eso Umerkote Eso University Eso Upalada Unknown | NA | No | 10
Distribution Structures | ed_pole | Pole | material | Material | dd_phys_field | No | No | No | Yes | Aluminium Concrete Fiberglass GI RS Joist Rail Steel Steel Tubular Unknown Wood | NA | No | 23
Distribution Structures | ed_pole | Pole | tp_data_updated_by_in_gis | Data Updated By in GIS | dd_phys_field | No | No | No | No |  | ds_char16_vector | No | 32
Distribution Structures | ed_pole | Pole | date_installed | Date Installed | dd_phys_field | No | No | No | No |  | ds_date | No | 19
Distribution Structures | ed_pole | Pole | tp_cyme_id | CYME Id | dd_phys_field | No | No | No | No |  | ds_char16_vector | No | 32
Distribution Structures | ed_pole | Pole | tp_ea_equipment_id | EA Equipment ID | dd_phys_field | No | No | No | No |  | ds_char16_vector | No | 32
Distribution Structures | ed_pole | Pole | annotation | Annotation | dd_geom_field | text | No | No | No |  | NA | No | 10
Distribution Structures | ed_pole | Pole | tp_lv_insulator_type | LV Insulator Type | dd_phys_field | No | No | No | Yes | AB cable Dead End clamp AB cable Suspension clamp Disc Disc+Pin Guy Mixed Neutral Conductor Binding Pin Shackle Shackle+Pin Unknown | NA | No | 10
Distribution Structures | ed_pole | Pole | remarks_id | Remarks ID | dd_phys_field | No | No | No | No |  | integer | Yes | 10
Distribution Structures | ed_pole | Pole | strength | Strength | dd_phys_field | No | No | No | Yes | 10000 lbf 11400 lbf 1200 lbf 1500 lbf 1900 lbf 2400 lbf 3000 lbf 370 lbf 3700 lbf 4500 lbf 5400 lbf 6400 lbf 740 lbf 7500 lbf 8700 lbf Unknown | NA | Yes | 4
Distribution Structures | ed_pole | Pole | tp_date_of_commissioning | Date of Commissioning | dd_phys_field | No | No | No | No |  | ds_date | No | 10
Distribution Structures | ed_pole | Pole | tp_clearence_from_nearest_house? | Safe Clearence From House? | dd_phys_field | No | No | No | Yes | NA No Unknown Yes | NA | No | 10
Distribution Structures | ed_pole | Pole | tp_division_name | Division Name | dd_phys_field | No | No | No | Yes | Aska-1 Aska-2 Berhampur Division-1 Berhampur Division-2 Berhampur Division-3 Bhanjanagar Boudh Ganjam North Ganjam South Gunupur Hinjilicut Jeypore Koraput Malkangiri Nawarangpur Paralakhemundi Phulbani Purushottampur Raygada Unknown | NA | No | 10
Distribution Structures | ed_pole | Pole | circuit_and_section | Circuit/Section | dd_join_field | No | Circuit | M:N | No |  | NA | No | 20
Distribution Structures | ed_pole | Pole | tp_road_cross_guarding? | Road Cross Guarding? | dd_phys_field | No | No | No | Yes | NA No Unknown Yes | NA | No | 10
Distribution Structures | ed_pole | Pole | ina_annotation | Inactive Annotation | dd_geom_field | text | No | No | No |  | NA | No | 10
Distribution Structures | ed_pole | Pole | markers | Markers | dd_join_field | No | Marker | M:N | No |  | NA | No | 20
Distribution Structures | ed_pole | Pole | tp_ehv_insulator_type | EHV Insulator Type | dd_phys_field | No | No | No | Yes | AB cable Dead End clamp AB cable Suspension clamp Disc Disc+Pin Guy Mixed Neutral Conductor Binding Pin Shackle Shackle+Pin Unknown | NA | No | 10
Distribution Structures | ed_pole | Pole | tp_street_light_status? | Street Light Status? | dd_phys_field | No | No | No | Yes | NA No Unknown Yes | NA | No | 10
Distribution Structures | ed_pole | Pole | frame_type | Frame Type | dd_phys_field | No | No | No | No |  | ds_char16_vector | No | 20
Distribution Structures | ed_pole | Pole | tp_earthing_condition? | Earthing Codition? | dd_phys_field | No | No | No | Yes | Broken Fogged Good Needs Attention OK Unknown Very Bad | NA | No | 10
Distribution Structures | ed_pole | Pole | tp_cross_arm | Cross Arm | dd_phys_field | No | No | No | Yes | Cantilever Horizontal Cross Arm Mixed None Unknown V Cross arm V Cross arm-Vertical Confiuration Vertical Configuration | NA | No | 10
Distribution Structures | ed_pole | Pole | tp_dimensions | Dimensions | dd_phys_field | No | No | No | Yes | 100x116 110 lbs 125x75 150x150 150x75 200x100 200x150 200x200 75 lbs 90 lbs Unknown | NA | No | 10
Distribution Structures | ed_pole | Pole | tp_earthing? | Earthing? | dd_phys_field | No | No | No | Yes | NA No Unknown Yes | NA | No | 10
Distribution Structures | ed_pole | Pole | tp_street_light_type | Street Light Type | dd_phys_field | No | No | No | Yes | Bulb CFL HPMV HPSV HPSV+CFL LED Tubelight Unknown | NA | No | 10
Distribution Structures | ed_pole | Pole | tp_no_of_street_light | No of Streel Light | dd_phys_field | No | No | No | No |  | integer | No | 10
Distribution Structures | ed_pole | Pole | owner_name | Owner Name | dd_phys_field | No | No | No | No |  | ds_char16_vector | No | 120
Distribution Structures | ed_pole | Pole | pro_aba_annotation | Proposed Abandon Annotation | dd_geom_field | text | No | No | No |  | NA | No | 10
Distribution Structures | ed_pole | Pole | tp_nominal_voltage | Nominal Voltage | dd_phys_field | No | No | No | Yes | 0.000 V 110.000 V 120.000 V 208.000 V 220.000 V 230.000 V 240.000 V 415.000 V 2.400 kV 4.160 kV 6.600 kV 8.000 kV 11.000 kV 12.470 kV 23.900 kV 33.000 kV 66.000 kV 115.000 kV 132.000 kV 220.000 kV 433.000 kV | NA | No | 10
Distribution Structures | ed_pole | Pole | location | Location | dd_geom_field | point | No | No | No |  | NA | No | 10
Distribution Structures | ed_pole | Pole | tp_foundation_lvl_frm_sea_lvl | Foundation Level From Mean Sea Level | dd_phys_field | No | No | No | No |  | float | No | 10
Distribution Structures | ed_pole | Pole | aba_location | Abandoned Location | dd_geom_field | point | No | No | No |  | NA | No | 10
Distribution Structures | ed_pole | Pole | bays | Bays | dd_join_field | No | Bay | 0:N | No |  | NA | No | 20
Distribution Structures | ed_pole | Pole | ed_insulators | Insulators | dd_join_field | No | Insulator | 1:n | No |  | NA | No | 20
Distribution Structures | ed_pole | Pole | tp_uq_pole_photo | Uq Pole Photo | dd_phys_field | No | No | No | No |  | ds_char16_vector | No | 64
Distribution Structures | ed_pole | Pole | pro_rep_location | Proposed Replace Location | dd_geom_field | point | No | No | No |  | NA | No | 10
Distribution Structures | ed_pole | Pole | tp_data_collected_by | Data Collected By | dd_phys_field | No | No | No | No |  | ds_char16_vector | No | 32
Distribution Structures | ed_pole | Pole | tp_cut_point? | Cut Point? | dd_phys_field | No | No | No | Yes | NA No Unknown Yes | NA | No | 10
Distribution Structures | ed_pole | Pole | tp_manufacturer | Manufacturer | dd_phys_field | No | No | No | Yes | ABB Avon Bell Lumber Bentex Linger Switchgear Bharat Heavy Electricals Capital Meters ECE Elymer Electrics GEC Alsthom General Electric Genus Infrastructures Havells Himachal Energy Hpl Electric & Power Indotech Switchgear & Controls (Delhi) International Paper J.H. Baxter Jaipur Electronics Jnj Powercom Juvas Koppers L.D. McFarland Landis & Gyr Larsen & Toubro Montel Limited North Pacfic Lumber Oeser Other Palmohan Pole Star Powertech Secure Meter SquareD Stella-Jones Suzhou Power Meter Taylor Lumber Unknown Visiontek Westinghouse Weyerhaeuser ZEN | NA | No | 10
Distribution Structures | ed_pole | Pole | tp_pin_code | Pin Code | dd_phys_field | No | No | No | No |  | integer | No | 10
Distribution Structures | ed_pole | Pole | tp_cable_raising_term | Cable Raising/Termination | dd_phys_field | No | No | No | Yes | NA No Unknown Yes | NA | No | 10
Distribution Structures | ed_pole | Pole | tp_company_id | Company ID | dd_phys_field | No | No | No | No |  | ds_char16_vector | No | 32
Distribution Structures | ed_pole | Pole | pro_rem_location | Proposed Remove Location | dd_geom_field | point | No | No | No |  | NA | No | 10
Distribution Structures | ed_pole | Pole | tp_structure_type | Structure Type | dd_phys_field | No | No | No | Yes | Double Pole Eight Pole Five Pole Four Pole Gantry H Type Lattice Tower M Type Nine Pole Others Seven Pole Single Pole Six Pole Ten Pole Triple Pole Unknown Wall Bracket | NA | No | 10
Distribution Structures | ed_pole | Pole | remarks_annotation | Remarks Annotation | dd_geom_field | text | No | No | No |  | NA | No | 10
Distribution Structures | ed_pit | Pit | source_id | Source ID | dd_phys_field | No | No | No | No |  | integer | No | 10
Distribution Structures | ed_pit | Pit | id | Id | dd_phys_field | No | No | No | No |  | integer | Yes | 10
Distribution Structures | ed_pit | Pit | pro_rep_location | Proposed Replace Location | dd_geom_field | point | No | No | No |  | NA | No | 10
Distribution Structures | ed_pit | Pit | remarks_id | Remarks ID | dd_phys_field | No | No | No | No |  | integer | Yes | 10
Distribution Structures | ed_pit | Pit | exi_extent | Existing Extent | dd_geom_field | simple_area | No | No | No |  | NA | No | 10
Distribution Structures | ed_pit | Pit | number | Number | dd_phys_field | No | No | No | No |  | ds_char16_vector | No | 15
Distribution Structures | ed_pit | Pit | tem_extent | Temporary Extent | dd_geom_field | simple_area | No | No | No |  | NA | No | 10
Distribution Structures | ed_pit | Pit | pro_rem_annotation | Proposed Remove Annotation | dd_geom_field | text | No | No | No |  | NA | No | 10
Distribution Structures | ed_pit | Pit | eo_access_points | Access Points | dd_join_field | No | Access Point | 0:n | No |  | NA | No | 20
Distribution Structures | ed_pit | Pit | material | Material | dd_phys_field | No | No | No | Yes | Aluminium Concrete Fiberglass Polycrete Precast Steel Unknown | NA | No | 12
Distribution Structures | ed_pit | Pit | markers | Markers | dd_join_field | No | Marker | M:N | No |  | NA | No | 20
Distribution Structures | ed_pit | Pit | pro_annotation | Proposed Annotation | dd_geom_field | text | No | No | No |  | NA | No | 10
Distribution Structures | ed_pit | Pit | pro_extent | Proposed Extent | dd_geom_field | simple_area | No | No | No |  | NA | No | 10
Distribution Structures | ed_pit | Pit | exi_annotation | Existing Annotation | dd_geom_field | text | No | No | No |  | NA | No | 10
Distribution Structures | ed_pit | Pit | status | Status | dd_phys_field | No | No | No | Yes | Abandoned Existing Inactive Proposed Abandon Proposed Install Proposed Relocate Proposed Remove Proposed Replace Removed Temporary | NA | Yes | 20
Distribution Structures | ed_pit | Pit | rem_annotation | Removed Annotation | dd_geom_field | text | No | No | No |  | NA | No | 10
Distribution Structures | ed_pit | Pit | ina_annotation | Inactive Annotation | dd_geom_field | text | No | No | No |  | NA | No | 10
Distribution Structures | ed_pit | Pit | aba_extent | Abandoned Extent | dd_geom_field | simple_area | No | No | No |  | NA | No | 10
Distribution Structures | ed_pit | Pit | owner_name | Owner Name | dd_phys_field | No | No | No | No |  | ds_char16_vector | No | 120
Distribution Structures | ed_pit | Pit | exi_location | Existing Location | dd_geom_field | point | No | No | No |  | NA | No | 10
Distribution Structures | ed_pit | Pit | location | Location | dd_geom_field | point | No | No | No |  | NA | No | 10
Distribution Structures | ed_pit | Pit | source_data | Source Data | dd_phys_field | No | No | No | No |  | ds_char16_vector | No | 64
Distribution Structures | ed_pit | Pit | pro_location | Proposed Location | dd_geom_field | point | No | No | No |  | NA | No | 10
Distribution Structures | ed_pit | Pit | ed_structure_nodes | Structure Nodes | dd_join_field | No | Distribution Structure Node | 0:n | No |  | NA | No | 20
Distribution Structures | ed_pit | Pit | pro_rem_extent | Proposed Remove Extent | dd_geom_field | simple_area | No | No | No |  | NA | No | 10
Distribution Structures | ed_pit | Pit | pro_rem_location | Proposed Remove Location | dd_geom_field | point | No | No | No |  | NA | No | 10
Distribution Structures | ed_pit | Pit | pro_aba_location | Proposed Abandon Location | dd_geom_field | point | No | No | No |  | NA | No | 10
Distribution Structures | ed_pit | Pit | location_description_id | Location Description Id | dd_phys_field | No | No | No | No |  | integer | Yes | 10
Distribution Structures | ed_pit | Pit | remarks_annotation | Remarks Annotation | dd_geom_field | text | No | No | No |  | NA | No | 10
Distribution Structures | ed_pit | Pit | tem_location | Temporary Location | dd_geom_field | point | No | No | No |  | NA | No | 10
Distribution Structures | ed_pit | Pit | installation_groups | Installation Groups | dd_join_field | No | Installation Group | 0:N | No |  | NA | No | 20
Distribution Structures | ed_pit | Pit | ina_location | Inactive Location | dd_geom_field | point | No | No | No |  | NA | No | 10
Distribution Structures | ed_pit | Pit | leader_line | Leader Line | dd_geom_field | simple_chain | No | No | No |  | NA | No | 10
Distribution Structures | ed_pit | Pit | ina_extent | Inactive Extent | dd_geom_field | simple_area | No | No | No |  | NA | No | 10
Distribution Structures | ed_pit | Pit | extent | Extent | dd_geom_field | simple_area | No | No | No |  | NA | No | 10
Distribution Structures | ed_pit | Pit | rem_extent | Removed Extent | dd_geom_field | simple_area | No | No | No |  | NA | No | 10
Distribution Structures | ed_pit | Pit | pro_rep_extent | Proposed Replace Extent | dd_geom_field | simple_area | No | No | No |  | NA | No | 10
Distribution Structures | ed_pit | Pit | circuit_and_section | Circuit/Section | dd_join_field | No | Circuit | M:N | No |  | NA | No | 20
Distribution Structures | ed_pit | Pit | annotation | Annotation | dd_geom_field | text | No | No | No |  | NA | No | 10
Distribution Structures | ed_pit | Pit | rem_location | Removed Location | dd_geom_field | point | No | No | No |  | NA | No | 10
Distribution Structures | ed_pit | Pit | pro_rep_annotation | Proposed Replace Annotation | dd_geom_field | text | No | No | No |  | NA | No | 10
Distribution Structures | ed_pit | Pit | et_structure_nodes | Transmission Structure Nodes | dd_join_field | No | Transmission Structure Node | 0:n | No |  | NA | No | 20
Distribution Structures | ed_pit | Pit | pro_aba_annotation | Proposed Abandon Annotation | dd_geom_field | text | No | No | No |  | NA | No | 10
Distribution Structures | ed_pit | Pit | ladder? | Ladder | dd_phys_field | No | No | No | Yes | No Unknown Yes | NA | Yes | 9
Distribution Structures | ed_pit | Pit | usage | Usage | dd_phys_field | No | No | No | Yes | Cable Switchgear Transformer Unknown | NA | No | 13
Distribution Structures | ed_pit | Pit | date_installed | Date Installed | dd_phys_field | No | No | No | No |  | ds_date | No | 19
Distribution Structures | ed_pit | Pit | asset_id | Asset ID | dd_phys_field | No | No | No | No |  | ds_char16_vector | No | 36
Distribution Structures | ed_pit | Pit | owner_type | Owner Type | dd_phys_field | No | No | No | Yes | Company Owned Customer Owned Foreign Owned Other Utility Owned Unknown | NA | Yes | 16
Distribution Structures | ed_pit | Pit | bays | Bays | dd_join_field | No | Bay | 0:N | No |  | NA | No | 20
Distribution Structures | ed_pit | Pit | pro_aba_extent | Proposed Abandon Extent | dd_geom_field | simple_area | No | No | No |  | NA | No | 10
Distribution Structures | ed_pit | Pit | tem_annotation | Temporary Annotation | dd_geom_field | text | No | No | No |  | NA | No | 10
Distribution Structures | ed_pit | Pit | aba_location | Abandoned Location | dd_geom_field | point | No | No | No |  | NA | No | 10
Distribution Structures | ed_pit | Pit | aba_annotation | Abandoned Annotation | dd_geom_field | text | No | No | No |  | NA | No | 10
Distribution Structures | ed_insulator | Insulator | annotation | Annotation | dd_geom_field | text | No | No | No |  | NA | No | 10
Distribution Structures | ed_insulator | Insulator | remarks_annotation | Remarks Annotation | dd_geom_field | text | No | No | No |  | NA | No | 10
Distribution Structures | ed_insulator | Insulator | source_data | Source Data | dd_phys_field | No | No | No | No |  | ds_char16_vector | No | 64
Distribution Structures | ed_insulator | Insulator | status | Status | dd_phys_field | No | No | No | Yes | Abandoned Existing Inactive Proposed Abandon Proposed Install Proposed Relocate Proposed Remove Proposed Replace Removed Temporary | NA | Yes | 20
Distribution Structures | ed_insulator | Insulator | location | Location | dd_geom_field | point | No | No | No |  | NA | No | 10
Distribution Structures | ed_insulator | Insulator | remarks_id | Remarks ID | dd_phys_field | No | No | No | No |  | integer | Yes | 10
Distribution Structures | ed_insulator | Insulator | asset_id | Asset ID | dd_phys_field | No | No | No | No |  | ds_char16_vector | No | 36
Distribution Structures | ed_insulator | Insulator | ina_location | Inactive Location | dd_geom_field | point | No | No | No |  | NA | No | 10
Distribution Structures | ed_insulator | Insulator | circuit_and_section | Circuit/Section | dd_join_field | No | Circuit | M:N | No |  | NA | No | 20
Distribution Structures | ed_insulator | Insulator | pro_aba_annotation | Proposed Abandon Annotation | dd_geom_field | text | No | No | No |  | NA | No | 10
Distribution Structures | ed_insulator | Insulator | owner_type | Owner Type | dd_phys_field | No | No | No | Yes | Company Owned Customer Owned Foreign Owned Other Utility Owned Unknown | NA | Yes | 16
Distribution Structures | ed_insulator | Insulator | pro_location | Proposed Location | dd_geom_field | point | No | No | No |  | NA | No | 10
Distribution Structures | ed_insulator | Insulator | quantity | Quantity | dd_phys_field | No | No | No | No |  | integer | No | 10
Distribution Structures | ed_insulator | Insulator | type | Type | dd_phys_field | No | No | No | Yes | Clevis Pin Post Unknown | NA | No | 9
Distribution Structures | ed_insulator | Insulator | pro_rem_location | Proposed Remove Location | dd_geom_field | point | No | No | No |  | NA | No | 10
Distribution Structures | ed_insulator | Insulator | tem_location | Temporary Location | dd_geom_field | point | No | No | No |  | NA | No | 10
Distribution Structures | ed_insulator | Insulator | length | Length | dd_phys_field | No | No | No | No |  | float | No | 10
Distribution Structures | ed_insulator | Insulator | owner_name | Owner Name | dd_phys_field | No | No | No | No |  | ds_char16_vector | No | 120
Distribution Structures | ed_insulator | Insulator | pro_rem_annotation | Proposed Remove Annotation | dd_geom_field | text | No | No | No |  | NA | No | 10
Distribution Structures | ed_insulator | Insulator | ed_pole | Pole | dd_join_field | No | Pole | 1:n | No |  | NA | Yes | 20
Distribution Structures | ed_insulator | Insulator | exi_location | Existing Location | dd_geom_field | point | No | No | No |  | NA | No | 10
Distribution Structures | ed_insulator | Insulator | tem_annotation | Temporary Annotation | dd_geom_field | text | No | No | No |  | NA | No | 10
Distribution Structures | ed_insulator | Insulator | source_id | Source ID | dd_phys_field | No | No | No | No |  | integer | No | 10
Distribution Structures | ed_insulator | Insulator | ina_annotation | Inactive Annotation | dd_geom_field | text | No | No | No |  | NA | No | 10
Distribution Structures | ed_insulator | Insulator | aba_location | Abandoned Location | dd_geom_field | point | No | No | No |  | NA | No | 10
Distribution Structures | ed_insulator | Insulator | impulse_strength | Impulse Strength | dd_phys_field | No | No | No | Yes | 100 KV 230 KV 44 KV 525 KV 55 KV 66 KV Unknown | NA | No | 9
Distribution Structures | ed_insulator | Insulator | id | Id | dd_phys_field | No | No | No | No |  | integer | Yes | 10
Distribution Structures | ed_insulator | Insulator | pro_rep_location | Proposed Replace Location | dd_geom_field | point | No | No | No |  | NA | No | 10
Distribution Structures | ed_insulator | Insulator | location_description_id | Location Description Id | dd_phys_field | No | No | No | No |  | integer | Yes | 10
Distribution Structures | ed_insulator | Insulator | position | Position | dd_phys_field | No | No | No | Yes | Bottom Center Left Middle One Three Top Two Unknown | NA | No | 9
Distribution Structures | ed_insulator | Insulator | ed_pole_id | Ed Pole Id | dd_phys_field | No | No | No | No |  | integer | Yes | 10
Distribution Structures | ed_insulator | Insulator | date_installed | Date Installed | dd_phys_field | No | No | No | No |  | ds_date | No | 19
Distribution Structures | ed_insulator | Insulator | number | Number | dd_phys_field | No | No | No | No |  | ds_char16_vector | No | 15
Distribution Structures | ed_insulator | Insulator | leader_line | Leader Line | dd_geom_field | simple_chain | No | No | No |  | NA | No | 10
Distribution Structures | ed_insulator | Insulator | pro_aba_location | Proposed Abandon Location | dd_geom_field | point | No | No | No |  | NA | No | 10
Distribution Structures | ed_insulator | Insulator | size_val | Size | dd_phys_field | No | No | No | Yes | 10000 12500 15000 20000 25000 30000 36000 40000 50000 Unknown | NA | No | 9
Distribution Structures | ed_insulator | Insulator | pro_annotation | Proposed Annotation | dd_geom_field | text | No | No | No |  | NA | No | 10
Distribution Structures | ed_insulator | Insulator | pro_rep_annotation | Proposed Replace Annotation | dd_geom_field | text | No | No | No |  | NA | No | 10
Distribution Structures | ed_insulator | Insulator | aba_annotation | Abandoned Annotation | dd_geom_field | text | No | No | No |  | NA | No | 10
Distribution Structures | ed_insulator | Insulator | exi_annotation | Existing Annotation | dd_geom_field | text | No | No | No |  | NA | No | 10
Distribution Structures | ed_insulator | Insulator | rem_annotation | Removed Annotation | dd_geom_field | text | No | No | No |  | NA | No | 10
Distribution Structures | ed_insulator | Insulator | rem_location | Removed Location | dd_geom_field | point | No | No | No |  | NA | No | 10
Distribution Structures | ed_insulator | Insulator | height_of_attachment | Height Of Attachment | dd_phys_field | No | No | No | No |  | float | No | 10
Distribution Structures | ed_vault | Vault | pro_name_annotation | Proposed Name Annotation | dd_geom_field | text | No | No | No |  | NA | No | 10
Distribution Structures | ed_vault | Vault | owner_type | Owner Type | dd_phys_field | No | No | No | Yes | Company Owned Customer Owned Foreign Owned Other Utility Owned Unknown | NA | Yes | 16
Distribution Structures | ed_vault | Vault | pro_rep_extent | Proposed Replace Extent | dd_geom_field | area | No | No | No |  | NA | No | 10
Distribution Structures | ed_vault | Vault | material | Material | dd_phys_field | No | No | No | Yes | Brick Concrete Fiberglass Plastic Pre-Cast Concrete Unknown | NA | No | 19
Distribution Structures | ed_vault | Vault | aba_annotation | Abandoned Annotation | dd_geom_field | text | No | No | No |  | NA | No | 10
Distribution Structures | ed_vault | Vault | annotation | Annotation | dd_geom_field | text | No | No | No |  | NA | No | 10
Distribution Structures | ed_vault | Vault | location_description_id | Location Description ID | dd_phys_field | No | No | No | No |  | integer | Yes | 10
Distribution Structures | ed_vault | Vault | status | Status | dd_phys_field | No | No | No | Yes | Abandoned Existing Inactive Proposed Abandon Proposed Install Proposed Relocate Proposed Remove Proposed Replace Removed Temporary | NA | Yes | 20
Distribution Structures | ed_vault | Vault | pro_location | Proposed Location | dd_geom_field | point | No | No | No |  | NA | No | 10
Distribution Structures | ed_vault | Vault | ina_annotation | Inactive Annotation | dd_geom_field | text | No | No | No |  | NA | No | 10
Distribution Structures | ed_vault | Vault | id | Id | dd_phys_field | No | No | No | No |  | integer | Yes | 10
Distribution Structures | ed_vault | Vault | pro_rem_annotation | Proposed Remove Annotation | dd_geom_field | text | No | No | No |  | NA | No | 10
Distribution Structures | ed_vault | Vault | bays | Bays | dd_join_field | No | Bay | 0:N | No |  | NA | No | 20
Distribution Structures | ed_vault | Vault | schematic_areas | Schematic Areas | dd_join_field | No | Schematic Area | M:N | No |  | NA | No | 20
Distribution Structures | ed_vault | Vault | rem_internal_annotation | Removed Internal Annotation | dd_geom_field | text | No | No | No |  | NA | No | 10
Distribution Structures | ed_vault | Vault | depth | Depth | dd_phys_field | No | No | No | No |  | float | No | 10
Distribution Structures | ed_vault | Vault | exi_annotation | Existing Annotation | dd_geom_field | text | No | No | No |  | NA | No | 10
Distribution Structures | ed_vault | Vault | internal_annotation | Internal Annotation | dd_geom_field | text | No | No | No |  | NA | No | 10
Distribution Structures | ed_vault | Vault | rem_annotation | Removed Annotation | dd_geom_field | text | No | No | No |  | NA | No | 10
Distribution Structures | ed_vault | Vault | installation_groups | Installation Groups | dd_join_field | No | Installation Group | 0:N | No |  | NA | No | 20
Distribution Structures | ed_vault | Vault | rem_extent | Removed Extent | dd_geom_field | area | No | No | No |  | NA | No | 10
Distribution Structures | ed_vault | Vault | remarks_id | Remarks ID | dd_phys_field | No | No | No | No |  | integer | Yes | 10
Distribution Structures | ed_vault | Vault | pro_aba_annotation | Proposed Abandon Annotation | dd_geom_field | text | No | No | No |  | NA | No | 10
Distribution Structures | ed_vault | Vault | pro_aba_location | Proposed Abandon Location | dd_geom_field | point | No | No | No |  | NA | No | 10
Distribution Structures | ed_vault | Vault | extent | Extent | dd_geom_field | area | No | No | No |  | NA | No | 10
Distribution Structures | ed_vault | Vault | length | Length | dd_phys_field | No | No | No | No |  | float | No | 10
Distribution Structures | ed_vault | Vault | pro_rem_internal_annotation | Proposed Remove Internal Annotation | dd_geom_field | text | No | No | No |  | NA | No | 10
Distribution Structures | ed_vault | Vault | pro_rem_location | Proposed Remove Location | dd_geom_field | point | No | No | No |  | NA | No | 10
Distribution Structures | ed_vault | Vault | aba_extent | Abandoned Extent | dd_geom_field | area | No | No | No |  | NA | No | 10
Distribution Structures | ed_vault | Vault | circuit_and_section | Circuit/Section | dd_join_field | No | Circuit | M:N | No |  | NA | No | 20
Distribution Structures | ed_vault | Vault | location | Location | dd_geom_field | point | No | No | No |  | NA | No | 10
Distribution Structures | ed_vault | Vault | pro_extent | Proposed Extent | dd_geom_field | area | No | No | No |  | NA | No | 10
Distribution Structures | ed_vault | Vault | ina_internal_annotation | Inactive Internal Annotation | dd_geom_field | text | No | No | No |  | NA | No | 10
Distribution Structures | ed_vault | Vault | exi_name_annotation | Existing Name Annotation | dd_geom_field | text | No | No | No |  | NA | No | 10
Distribution Structures | ed_vault | Vault | source_id | Source ID | dd_phys_field | No | No | No | No |  | integer | No | 10
Distribution Structures | ed_vault | Vault | pro_annotation | Proposed Annotation | dd_geom_field | text | No | No | No |  | NA | No | 10
Distribution Structures | ed_vault | Vault | number | Number | dd_phys_field | No | No | No | No |  | ds_char16_vector | No | 15
Distribution Structures | ed_vault | Vault | pro_rep_name_annotation | Proposed Replace Name Annotation | dd_geom_field | text | No | No | No |  | NA | No | 10
Distribution Structures | ed_vault | Vault | ina_location | Inactive Location | dd_geom_field | point | No | No | No |  | NA | No | 10
Distribution Structures | ed_vault | Vault | rem_location | Removed Location | dd_geom_field | point | No | No | No |  | NA | No | 10
Distribution Structures | ed_vault | Vault | location_type | Location Type | dd_phys_field | No | No | No | Yes | Alley Building Parking Lot Sidewalk Street Unknown | NA | No | 13
Distribution Structures | ed_vault | Vault | aba_location | Abandoned Location | dd_geom_field | point | No | No | No |  | NA | No | 10
Distribution Structures | ed_vault | Vault | owner_name | Owner Name | dd_phys_field | No | No | No | No |  | ds_char16_vector | No | 120
Distribution Structures | ed_vault | Vault | et_structure_nodes | Transmission Structure Nodes | dd_join_field | No | Transmission Structure Node | 0:n | No |  | NA | No | 20
Distribution Structures | ed_vault | Vault | rem_name_annotation | Removed Name Annotation | dd_geom_field | text | No | No | No |  | NA | No | 10
Distribution Structures | ed_vault | Vault | aba_internal_annotation | Abandoned Internal Annotation | dd_geom_field | text | No | No | No |  | NA | No | 10
Distribution Structures | ed_vault | Vault | pro_aba_extent | Proposed Abandon Extent | dd_geom_field | area | No | No | No |  | NA | No | 10
Distribution Structures | ed_vault | Vault | access_type | Access Type | dd_phys_field | No | No | No | Yes | Door Grate Manhole Cover Slab Unknown | NA | No | 9
Distribution Structures | ed_vault | Vault | date_installed | Date Installed | dd_phys_field | No | No | No | No |  | ds_date | No | 19
Distribution Structures | ed_vault | Vault | tem_location | Temporary Location | dd_geom_field | point | No | No | No |  | NA | No | 10
Distribution Structures | ed_vault | Vault | width | Width | dd_phys_field | No | No | No | No |  | float | No | 10
Distribution Structures | ed_vault | Vault | pro_aba_internal_annotation | Proposed Abandon Internal Annotation | dd_geom_field | text | No | No | No |  | NA | No | 10
Distribution Structures | ed_vault | Vault | exi_location | Existing Location | dd_geom_field | point | No | No | No |  | NA | No | 10
Distribution Structures | ed_vault | Vault | remarks_annotation | Remarks Annotation | dd_geom_field | text | No | No | No |  | NA | No | 10
Distribution Structures | ed_vault | Vault | mounting | Mounting | dd_phys_field | No | No | No | Yes | Above Ground Below Ground Unknown | NA | No | 14
Distribution Structures | ed_vault | Vault | access_count | Access Count | dd_phys_field | No | No | No | Yes | 1 2 3 4 Unknown | NA | No | 9
Distribution Structures | ed_vault | Vault | tem_internal_annotation | Temporary Internal Annotation | dd_geom_field | text | No | No | No |  | NA | No | 10
Distribution Structures | ed_vault | Vault | markers | Markers | dd_join_field | No | Marker | M:N | No |  | NA | No | 20
Distribution Structures | ed_vault | Vault | aba_name_annotation | Abandoned Name Annotation | dd_geom_field | text | No | No | No |  | NA | No | 10
Distribution Structures | ed_vault | Vault | design | Design | dd_phys_field | No | No | No | No |  | ds_char16_vector | No | 40
Distribution Structures | ed_vault | Vault | pro_rem_extent | Proposed Remove Extent | dd_geom_field | area | No | No | No |  | NA | No | 10
Distribution Structures | ed_vault | Vault | pro_rep_location | Proposed Replace Location | dd_geom_field | point | No | No | No |  | NA | No | 10
Distribution Structures | ed_vault | Vault | pro_internal_annotation | Proposed Internal Annotation | dd_geom_field | text | No | No | No |  | NA | No | 10
Distribution Structures | ed_vault | Vault | ladder? | Ladder | dd_phys_field | No | No | No | Yes | No Unknown Yes | NA | Yes | 9
Distribution Structures | ed_vault | Vault | ina_name_annotation | Inactive Name Annotation | dd_geom_field | text | No | No | No |  | NA | No | 10
Distribution Structures | ed_vault | Vault | name | Name | dd_phys_field | No | No | No | No |  | ds_char16_vector | No | 40
Distribution Structures | ed_vault | Vault | name_annotation | Name Annotation | dd_geom_field | text | No | No | No |  | NA | No | 10
Distribution Structures | ed_vault | Vault | pro_rep_annotation | Proposed Replace Annotation | dd_geom_field | text | No | No | No |  | NA | No | 10
Distribution Structures | ed_vault | Vault | tem_annotation | Temporary Annotation | dd_geom_field | text | No | No | No |  | NA | No | 10
Distribution Structures | ed_vault | Vault | exi_extent | Existing Extent | dd_geom_field | area | No | No | No |  | NA | No | 10
Distribution Structures | ed_vault | Vault | pro_aba_name_annotation | Proposed Abandon Name Annotation | dd_geom_field | text | No | No | No |  | NA | No | 10
Distribution Structures | ed_vault | Vault | ed_structure_nodes | Structure Nodes | dd_join_field | No | Distribution Structure Node | 0:n | No |  | NA | No | 20
Distribution Structures | ed_vault | Vault | tem_extent | Temporary Extent | dd_geom_field | area | No | No | No |  | NA | No | 10
Distribution Structures | ed_vault | Vault | pro_rem_name_annotation | Proposed Remove Name Annotation | dd_geom_field | text | No | No | No |  | NA | No | 10
Distribution Structures | ed_vault | Vault | source_data | Source Data | dd_phys_field | No | No | No | No |  | ds_char16_vector | No | 64
Distribution Structures | ed_vault | Vault | tem_name_annotation | Temporary Name Annotation | dd_geom_field | text | No | No | No |  | NA | No | 10
Distribution Structures | ed_vault | Vault | leader_line | Leader Line | dd_geom_field | simple_chain | No | No | No |  | NA | No | 10
Distribution Structures | ed_vault | Vault | exi_internal_annotation | Existing Internal Annotation | dd_geom_field | text | No | No | No |  | NA | No | 10
Distribution Structures | ed_vault | Vault | pro_rep_internal_annotation | Proposed Replace Internal Annotation | dd_geom_field | text | No | No | No |  | NA | No | 10
Distribution Structures | ed_vault | Vault | asset_id | Asset ID | dd_phys_field | No | No | No | No |  | ds_char16_vector | No | 36
Distribution Structures | ed_vault | Vault | ina_extent | Inactive Extent | dd_geom_field | area | No | No | No |  | NA | No | 10
Distribution Structures | eo_accurate_point | Accurate Point | location | Location | dd_geom_field | point | No | No | No |  | NA | No | 10
Distribution Structures | eo_accurate_point | Accurate Point | markers | Markers | dd_join_field | No | Marker | M:N | No |  | NA | No | 20
Distribution Structures | eo_accurate_point | Accurate Point | et_structure_nodes | Transmission Structure Nodes | dd_join_field | No | Transmission Structure Node | 0:n | No |  | NA | No | 20
Distribution Structures | eo_accurate_point | Accurate Point | ed_structure_nodes | Structure Nodes | dd_join_field | No | Distribution Structure Node | 0:n | No |  | NA | No | 20
Distribution Structures | eo_accurate_point | Accurate Point | id | Id | dd_phys_field | No | No | No | No |  | integer | Yes | 10
Distribution Structures | eo_access_point | Access Point | remarks_annotation | Remarks Annotation | dd_geom_field | text | No | No | No |  | NA | No | 10
Distribution Structures | eo_access_point | Access Point | pro_aba_location | Proposed Abandon Location | dd_geom_field | point | No | No | No |  | NA | No | 10
Distribution Structures | eo_access_point | Access Point | type | Type | dd_phys_field | No | No | No | Yes | Cover Grate Unknown | NA | No | 9
Distribution Structures | eo_access_point | Access Point | ed_pit | Pit | dd_join_field | No | Pit | 0:n | No |  | NA | No | 20
Distribution Structures | eo_access_point | Access Point | source_data | Source Data | dd_phys_field | No | No | No | No |  | ds_char16_vector | No | 6
Distribution Structures | eo_access_point | Access Point | source_id | Source ID | dd_phys_field | No | No | No | No |  | integer | No | 10
Distribution Structures | eo_access_point | Access Point | aba_location | Abandoned Location | dd_geom_field | point | No | No | No |  | NA | No | 10
Distribution Structures | eo_access_point | Access Point | pro_location | Proposed Location | dd_geom_field | point | No | No | No |  | NA | No | 10
Distribution Structures | eo_access_point | Access Point | exi_location | Existing Location | dd_geom_field | point | No | No | No |  | NA | No | 10
Distribution Structures | eo_access_point | Access Point | rem_location | Removed Location | dd_geom_field | point | No | No | No |  | NA | No | 10
Distribution Structures | eo_access_point | Access Point | remarks_id | remarks_id | dd_phys_field | No | No | No | No |  | integer | Yes | 10
Distribution Structures | eo_access_point | Access Point | pro_rep_location | Proposed Replace Location | dd_geom_field | point | No | No | No |  | NA | No | 10
Distribution Structures | eo_access_point | Access Point | id | Id | dd_phys_field | No | No | No | No |  | integer | Yes | 10
Distribution Structures | eo_access_point | Access Point | ed_manhole | Manhole | dd_join_field | No | Manhole | 0:n | No |  | NA | No | 20
Distribution Structures | eo_access_point | Access Point | pro_rem_location | Proposed Remove Location | dd_geom_field | point | No | No | No |  | NA | No | 10
Distribution Structures | eo_access_point | Access Point | ina_location | Inactive Location | dd_geom_field | point | No | No | No |  | NA | No | 10
Distribution Structures | eo_access_point | Access Point | tem_location | Temporary Location | dd_geom_field | point | No | No | No |  | NA | No | 10
Distribution Structures | eo_access_point | Access Point | status | Status | dd_phys_field | No | No | No | Yes | Abandoned Existing Inactive Proposed Abandon Proposed Install Proposed Relocate Proposed Remove Proposed Replace Removed Temporary | NA | Yes | 20
Distribution Structures | eo_access_point | Access Point | location | Location | dd_geom_field | point | No | No | No |  | NA | No | 10
Distribution Structures | ed_handhole | Handhole | tem_location | Temporary Location | dd_geom_field | point | No | No | No |  | NA | No | 10
Distribution Structures | ed_handhole | Handhole | id | Id | dd_phys_field | No | No | No | No |  | integer | Yes | 10
Distribution Structures | ed_handhole | Handhole | pro_aba_location | Proposed Abandon Location | dd_geom_field | point | No | No | No |  | NA | No | 10
Distribution Structures | ed_handhole | Handhole | date_installed | Date Installed | dd_phys_field | No | No | No | No |  | ds_date | No | 19
Distribution Structures | ed_handhole | Handhole | pro_annotation | Proposed Annotation | dd_geom_field | text | No | No | No |  | NA | No | 10
Distribution Structures | ed_handhole | Handhole | rem_annotation | Removed Annotation | dd_geom_field | text | No | No | No |  | NA | No | 10
Distribution Structures | ed_handhole | Handhole | source_data | Source Data | dd_phys_field | No | No | No | No |  | ds_char16_vector | No | 64
Distribution Structures | ed_handhole | Handhole | exi_annotation | Existing Annotation | dd_geom_field | text | No | No | No |  | NA | No | 10
Distribution Structures | ed_handhole | Handhole | length | Length | dd_phys_field | No | No | No | No |  | float | No | 10
Distribution Structures | ed_handhole | Handhole | number | Number | dd_phys_field | No | No | No | No |  | ds_char16_vector | No | 15
Distribution Structures | ed_handhole | Handhole | owner_type | Owner Type | dd_phys_field | No | No | No | Yes | Company Owned Customer Owned Foreign Owned Other Utility Owned Unknown | NA | Yes | 16
Distribution Structures | ed_handhole | Handhole | location_description_id | Location Description Id | dd_phys_field | No | No | No | No |  | integer | Yes | 10
Distribution Structures | ed_handhole | Handhole | markers | Markers | dd_join_field | No | Marker | M:N | No |  | NA | No | 20
Distribution Structures | ed_handhole | Handhole | depth | Depth | dd_phys_field | No | No | No | No |  | float | No | 10
Distribution Structures | ed_handhole | Handhole | ina_location | Inactive Location | dd_geom_field | point | No | No | No |  | NA | No | 10
Distribution Structures | ed_handhole | Handhole | remarks_annotation | Remarks Annotation | dd_geom_field | text | No | No | No |  | NA | No | 10
Distribution Structures | ed_handhole | Handhole | pro_aba_annotation | Proposed Abandon Annotation | dd_geom_field | text | No | No | No |  | NA | No | 10
Distribution Structures | ed_handhole | Handhole | owner_name | Owner Name | dd_phys_field | No | No | No | No |  | ds_char16_vector | No | 120
Distribution Structures | ed_handhole | Handhole | ina_annotation | Inactive Annotation | dd_geom_field | text | No | No | No |  | NA | No | 10
Distribution Structures | ed_handhole | Handhole | design | Design | dd_phys_field | No | No | No | No |  | ds_char16_vector | No | 40
Distribution Structures | ed_handhole | Handhole | leader_line | Leader Line | dd_geom_field | simple_chain | No | No | No |  | NA | No | 10
Distribution Structures | ed_handhole | Handhole | pro_rem_annotation | Proposed Remove Annotation | dd_geom_field | text | No | No | No |  | NA | No | 10
Distribution Structures | ed_handhole | Handhole | et_structure_nodes | Transmission Structure Nodes | dd_join_field | No | Transmission Structure Node | 0:n | No |  | NA | No | 20
Distribution Structures | ed_handhole | Handhole | rem_location | Removed Location | dd_geom_field | point | No | No | No |  | NA | No | 10
Distribution Structures | ed_handhole | Handhole | ed_structure_nodes | Structure Nodes | dd_join_field | No | Distribution Structure Node | 0:n | No |  | NA | No | 20
Distribution Structures | ed_handhole | Handhole | aba_annotation | Abandoned Annotation | dd_geom_field | text | No | No | No |  | NA | No | 10
Distribution Structures | ed_handhole | Handhole | pro_rem_location | Proposed Remove Location | dd_geom_field | point | No | No | No |  | NA | No | 10
Distribution Structures | ed_handhole | Handhole | circuit_and_section | Circuit/Section | dd_join_field | No | Circuit | M:N | No |  | NA | No | 20
Distribution Structures | ed_handhole | Handhole | pro_rep_location | Proposed Replace Location | dd_geom_field | point | No | No | No |  | NA | No | 10
Distribution Structures | ed_handhole | Handhole | bays | Bays | dd_join_field | No | Bay | 0:N | No |  | NA | No | 20
Distribution Structures | ed_handhole | Handhole | tem_annotation | Temporary Annotation | dd_geom_field | text | No | No | No |  | NA | No | 10
Distribution Structures | ed_handhole | Handhole | installation_groups | Installation Groups | dd_join_field | No | Installation Group | 0:N | No |  | NA | No | 20
Distribution Structures | ed_handhole | Handhole | source_id | Source ID | dd_phys_field | No | No | No | No |  | integer | No | 10
Distribution Structures | ed_handhole | Handhole | exi_location | Existing Location | dd_geom_field | point | No | No | No |  | NA | No | 10
Distribution Structures | ed_handhole | Handhole | location | Location | dd_geom_field | point | No | No | No |  | NA | No | 10
Distribution Structures | ed_handhole | Handhole | material | Material | dd_phys_field | No | No | No | Yes | Brick Concrete Fiberglass Plastic Pre-Cast Concrete Unknown | NA | No | 19
Distribution Structures | ed_handhole | Handhole | pro_rep_annotation | Proposed Replace Annotation | dd_geom_field | text | No | No | No |  | NA | No | 10
Distribution Structures | ed_handhole | Handhole | asset_id | Asset ID | dd_phys_field | No | No | No | No |  | ds_char16_vector | No | 36
Distribution Structures | ed_handhole | Handhole | status | Status | dd_phys_field | No | No | No | Yes | Abandoned Existing Inactive Proposed Abandon Proposed Install Proposed Relocate Proposed Remove Proposed Replace Removed Temporary | NA | Yes | 20
Distribution Structures | ed_handhole | Handhole | schematic_areas | Schematic Areas | dd_join_field | No | Schematic Area | M:N | No |  | NA | No | 20
Distribution Structures | ed_handhole | Handhole | pro_location | Proposed Location | dd_geom_field | point | No | No | No |  | NA | No | 10
Distribution Structures | ed_handhole | Handhole | remarks_id | Remarks ID | dd_phys_field | No | No | No | No |  | integer | Yes | 10
Distribution Structures | ed_handhole | Handhole | aba_location | Abandoned Location | dd_geom_field | point | No | No | No |  | NA | No | 10
Distribution Structures | ed_handhole | Handhole | annotation | Annotation | dd_geom_field | text | No | No | No |  | NA | No | 10
Distribution Structures | ed_handhole | Handhole | width | Width | dd_phys_field | No | No | No | No |  | float | No | 10
Distribution Structures | ed_structure_node | Distribution Structure Node | ed_pit | Pit | dd_join_field | No | Pit | 0:n | No |  | NA | No | 20
Distribution Structures | ed_structure_node | Distribution Structure Node | eo_accurate_point | Accurate Point | dd_join_field | No | Accurate Point | 0:n | No |  | NA | No | 20
Distribution Structures | ed_structure_node | Distribution Structure Node | ed_manhole | Manhole | dd_join_field | No | Manhole | 0:n | No |  | NA | No | 20
Distribution Structures | ed_structure_node | Distribution Structure Node | ed_pole_structure | Pole Structure | dd_join_field | No | Pole Structure | 0:n | No |  | NA | No | 20
Distribution Structures | ed_structure_node | Distribution Structure Node | ed_handhole | Handhole | dd_join_field | No | Handhole | 0:n | No |  | NA | No | 20
Distribution Structures | ed_structure_node | Distribution Structure Node | ed_switchgear | Switchgear | dd_join_field | No | Switchgear | 0:n | No |  | NA | No | 20
Distribution Structures | ed_structure_node | Distribution Structure Node | ed_pedestal | Pedestal | dd_join_field | No | Pedestal | 0:n | No |  | NA | No | 20
Distribution Structures | ed_structure_node | Distribution Structure Node | ed_secondary_bus_enclosure | Secondary Bus Enclosure | dd_join_field | No | Secondary Bus Enclosure | 0:n | No |  | NA | No | 20
Distribution Structures | ed_structure_node | Distribution Structure Node | ed_pad | Pad | dd_join_field | No | Pad | 0:n | No |  | NA | No | 20
Distribution Structures | ed_structure_node | Distribution Structure Node | ed_junction | Junction | dd_join_field | No | Junction | 0:n | No |  | NA | No | 20
Distribution Structures | ed_structure_node | Distribution Structure Node | ed_decorative_pole | Decorative Pole | dd_join_field | No | Decorative Pole | 0:n | No |  | NA | No | 20
Distribution Structures | ed_structure_node | Distribution Structure Node | ed_riser | Riser | dd_join_field | No | Riser | 0:n | No |  | NA | No | 20
Distribution Structures | ed_structure_node | Distribution Structure Node | primary_location | Primary Location | dd_geom_field | point | No | No | No |  | NA | No | 10
Distribution Structures | ed_structure_node | Distribution Structure Node | ed_cabinet | Cabinet | dd_join_field | No | Cabinet | 0:n | No |  | NA | No | 20
Distribution Structures | ed_structure_node | Distribution Structure Node | ed_customer_station | Customer Station | dd_join_field | No | Customer Station | 0:n | No |  | NA | No | 20
Distribution Structures | ed_structure_node | Distribution Structure Node | ed_pole | Pole | dd_join_field | No | Pole | 0:n | No |  | NA | No | 20
Distribution Structures | ed_structure_node | Distribution Structure Node | location | Location | dd_geom_field | point | No | No | No |  | NA | No | 10
Distribution Structures | ed_structure_node | Distribution Structure Node | source_id | Source ID | dd_phys_field | No | No | No | No |  | integer | No | 12
Distribution Structures | ed_structure_node | Distribution Structure Node | source_data | Source Data | dd_phys_field | No | No | No | No |  | ds_char16_vector | No | 6
Distribution Structures | ed_structure_node | Distribution Structure Node | usage | Usage | dd_phys_field | No | No | No | Yes | Primary Secondary | NA | Yes | 11
Distribution Structures | ed_structure_node | Distribution Structure Node | id | Id | dd_phys_field | No | No | No | No |  | integer | Yes | 10
Distribution Structures | ed_structure_node | Distribution Structure Node | ed_vault | Vault | dd_join_field | No | Vault | 0:n | No |  | NA | No | 20
Distribution Structures | ed_structure_node | Distribution Structure Node | et_structure | Transmission Structure | dd_join_field | No | Structure | 0:n | No |  | NA | No | 20
Distribution Structures | ed_structure_node | Distribution Structure Node | et_tower | Transmission Tower | dd_join_field | No | Tower | 0:n | No |  | NA | No | 20
Distribution Structures | ed_structure_node | Distribution Structure Node | ed_pullbox | Pullbox | dd_join_field | No | Pullbox | 0:n | No |  | NA | No | 20
Distribution Structures | ed_structure_node | Distribution Structure Node | et_pole | Transmission Pole | dd_join_field | No | Transmission Pole | 0:n | No |  | NA | No | 20
Distribution Structures | ed_structure_node | Distribution Structure Node | secondary_location | Secondary Location | dd_geom_field | point | No | No | No |  | NA | No | 10
Distribution Structures | ed_structure_node | Distribution Structure Node | simple_location | Simple Location | dd_geom_field | simple_point | No | No | No |  | NA | No | 10
Distribution Structures | ed_pole_foreign_attachment | Foreign Attachment | material | Material | dd_phys_field | No | No | No | No |  | ds_char16_vector | No | 64
Distribution Structures | ed_pole_foreign_attachment | Foreign Attachment | route | Route | dd_geom_field | chain | No | No | No |  | NA | No | 10
Distribution Structures | ed_pole_foreign_attachment | Foreign Attachment | id | Id | dd_phys_field | No | No | No | No |  | integer | Yes | 10
Distribution Structures | ed_pole_foreign_attachment | Foreign Attachment | kind | Kind | dd_phys_field | No | No | No | Yes | Equipment Power Supply Unknown Wire | NA | No | 14
Distribution Structures | ed_pole_foreign_attachment | Foreign Attachment | ed_pole | Pole | dd_join_field | No | Pole | 0:n | No |  | NA | No | 20
Distribution Structures | ed_pole_foreign_attachment | Foreign Attachment | source_id | Source ID | dd_phys_field | No | No | No | No |  | integer | No | 10
Distribution Structures | ed_pole_foreign_attachment | Foreign Attachment | location_description_id | Location Description Id | dd_phys_field | No | No | No | No |  | integer | Yes | 10
Distribution Structures | ed_pole_foreign_attachment | Foreign Attachment | stringing | Stringing | dd_phys_field | No | No | No | No |  | ds_char16_vector | No | 64
Distribution Structures | ed_pole_foreign_attachment | Foreign Attachment | elevation | Elevation | dd_phys_field | No | No | No | No |  | float | No | 10
Distribution Structures | ed_pole_foreign_attachment | Foreign Attachment | source_data | Source Data | dd_phys_field | No | No | No | No |  | ds_char16_vector | No | 64
Distribution Structures | ed_pole_foreign_attachment | Foreign Attachment | company_type | Company Type | dd_phys_field | No | No | No | Yes | BPL Cable TV Customer Electric Utility Fiber Municipal Other Telecommunications Unknown | NA | Yes | 21
Distribution Structures | ed_pole_foreign_attachment | Foreign Attachment | company_name | Company Name | dd_phys_field | No | No | No | No |  | ds_char16_vector | No | 120
Distribution Structures | ed_pole_foreign_attachment | Foreign Attachment | mes | MES | dd_phys_field | No | No | No | No |  | float | No | 10
Distribution Structures | ed_pole_foreign_attachment | Foreign Attachment | ed_decorative_pole | Decorative Pole | dd_join_field | No | Decorative Pole | 0:n | No |  | NA | No | 20
Distribution Structures | ed_cross_arm | Cross Arm | source_id | Source ID | dd_phys_field | No | No | No | No |  | integer | No | 10
Distribution Structures | ed_cross_arm | Cross Arm | ed_pole | Pole | dd_join_field | No | Pole | 1:n | No |  | NA | Yes | 20
Distribution Structures | ed_cross_arm | Cross Arm | pro_rem_annotation | Proposed Remove Annotation | dd_geom_field | text | No | No | No |  | NA | No | 10
Distribution Structures | ed_cross_arm | Cross Arm | height_of_attachment | Height Of Attachment | dd_phys_field | No | No | No | No |  | float | No | 10
Distribution Structures | ed_cross_arm | Cross Arm | size | Size | dd_phys_field | No | No | No | Yes | Unknown | NA | No | 15
Distribution Structures | ed_cross_arm | Cross Arm | exi_location | Existing Location | dd_geom_field | point | No | No | No |  | NA | No | 10
Distribution Structures | ed_cross_arm | Cross Arm | pro_rep_annotation | Proposed Replace Annotation | dd_geom_field | text | No | No | No |  | NA | No | 10
Distribution Structures | ed_cross_arm | Cross Arm | pro_rep_location | Proposed Replace Location | dd_geom_field | point | No | No | No |  | NA | No | 10
Distribution Structures | ed_cross_arm | Cross Arm | ina_location | Inactive Location | dd_geom_field | point | No | No | No |  | NA | No | 10
Distribution Structures | ed_cross_arm | Cross Arm | size_val | Size(Deprecated) | dd_phys_field | No | No | No | No |  | ds_char16_vector | No | 12
Distribution Structures | ed_cross_arm | Cross Arm | leader_line | Leader Line | dd_geom_field | simple_chain | No | No | No |  | NA | No | 10
Distribution Structures | ed_cross_arm | Cross Arm | pro_location | Proposed Location | dd_geom_field | point | No | No | No |  | NA | No | 10
Distribution Structures | ed_cross_arm | Cross Arm | asset_id | Asset ID | dd_phys_field | No | No | No | No |  | ds_char16_vector | No | 36
Distribution Structures | ed_cross_arm | Cross Arm | number_of_pins | Number Of Pins | dd_phys_field | No | No | No | No |  | integer | No | 10
Distribution Structures | ed_cross_arm | Cross Arm | annotation | Annotation | dd_geom_field | text | No | No | No |  | NA | No | 10
Distribution Structures | ed_cross_arm | Cross Arm | rem_annotation | Removed Annotation | dd_geom_field | text | No | No | No |  | NA | No | 10
Distribution Structures | ed_cross_arm | Cross Arm | date_installed | Date Installed | dd_phys_field | No | No | No | No |  | ds_date | No | 19
Distribution Structures | ed_cross_arm | Cross Arm | material | Material | dd_phys_field | No | No | No | No |  | ds_char16_vector | No | 24
Distribution Structures | ed_cross_arm | Cross Arm | point_of_attachment | Point Of Attachment | dd_phys_field | No | No | No | Yes | Centre Left Right Unknown | NA | Yes | 9
Distribution Structures | ed_cross_arm | Cross Arm | pro_aba_location | Proposed Abandon Location | dd_geom_field | point | No | No | No |  | NA | No | 10
Distribution Structures | ed_cross_arm | Cross Arm | remarks_id | Remarks ID | dd_phys_field | No | No | No | No |  | integer | Yes | 10
Distribution Structures | ed_cross_arm | Cross Arm | location | Location | dd_geom_field | point | No | No | No |  | NA | No | 10
Distribution Structures | ed_cross_arm | Cross Arm | remarks_annotation | Remarks Annotation | dd_geom_field | text | No | No | No |  | NA | No | 10
Distribution Structures | ed_cross_arm | Cross Arm | rem_location | Removed Location | dd_geom_field | point | No | No | No |  | NA | No | 10
Distribution Structures | ed_cross_arm | Cross Arm | tem_annotation | Temporary Annotation | dd_geom_field | text | No | No | No |  | NA | No | 10
Distribution Structures | ed_cross_arm | Cross Arm | status | Status | dd_phys_field | No | No | No | Yes | Abandoned Existing Inactive Proposed Abandon Proposed Install Proposed Relocate Proposed Remove Proposed Replace Removed Temporary | NA | Yes | 20
Distribution Structures | ed_cross_arm | Cross Arm | length | Length | dd_phys_field | No | No | No | No |  | float | No | 10
Distribution Structures | ed_cross_arm | Cross Arm | pro_rem_location | Proposed Remove Location | dd_geom_field | point | No | No | No |  | NA | No | 10
Distribution Structures | ed_cross_arm | Cross Arm | ina_annotation | Inactive Annotation | dd_geom_field | text | No | No | No |  | NA | No | 10
Distribution Structures | ed_cross_arm | Cross Arm | circuit_and_section | Circuit/Section | dd_join_field | No | Circuit | M:N | No |  | NA | No | 20
Distribution Structures | ed_cross_arm | Cross Arm | aba_location | Abandoned Location | dd_geom_field | point | No | No | No |  | NA | No | 10
Distribution Structures | ed_cross_arm | Cross Arm | tem_location | Temporary Location | dd_geom_field | point | No | No | No |  | NA | No | 10
Distribution Structures | ed_cross_arm | Cross Arm | source_data | Source Data | dd_phys_field | No | No | No | No |  | ds_char16_vector | No | 64
Distribution Structures | ed_cross_arm | Cross Arm | exi_annotation | Existing Annotation | dd_geom_field | text | No | No | No |  | NA | No | 10
Distribution Structures | ed_cross_arm | Cross Arm | id | Id | dd_phys_field | No | No | No | No |  | integer | Yes | 10
Distribution Structures | ed_cross_arm | Cross Arm | pro_aba_annotation | Proposed Abandon Annotation | dd_geom_field | text | No | No | No |  | NA | No | 10
Distribution Structures | ed_cross_arm | Cross Arm | bays | Bays | dd_join_field | No | Bay | 0:N | No |  | NA | No | 20
Distribution Structures | ed_cross_arm | Cross Arm | aba_annotation | Abandoned Annotation | dd_geom_field | text | No | No | No |  | NA | No | 10
Distribution Structures | ed_cross_arm | Cross Arm | pro_annotation | Proposed Annotation | dd_geom_field | text | No | No | No |  | NA | No | 10
Distribution Structures | ed_cross_arm | Cross Arm | ed_pole_id | Ed Pole Id | dd_phys_field | No | No | No | No |  | integer | Yes | 10
Distribution Structures | ed_riser | Riser | date_installed | Date Installed | dd_phys_field | No | No | No | No |  | ds_date | No | 19
Distribution Structures | ed_riser | Riser | source_id | Source ID | dd_phys_field | No | No | No | No |  | integer | No | 10
Distribution Structures | ed_riser | Riser | pro_location | Proposed Location | dd_geom_field | point | No | No | No |  | NA | No | 10
Distribution Structures | ed_riser | Riser | pro_aba_location | Proposed Abandon Location | dd_geom_field | point | No | No | No |  | NA | No | 10
Distribution Structures | ed_riser | Riser | material | Material | dd_phys_field | No | No | No | Yes | Unknown | NA | No | 9
Distribution Structures | ed_riser | Riser | type | Type | dd_phys_field | No | No | No | Yes | Unknown | NA | Yes | 9
Distribution Structures | ed_riser | Riser | source_data | Source Data | dd_phys_field | No | No | No | No |  | ds_char16_vector | No | 64
Distribution Structures | ed_riser | Riser | ed_structure_nodes | Structure Nodes | dd_join_field | No | Distribution Structure Node | 0:n | No |  | NA | No | 20
Distribution Structures | ed_riser | Riser | owner_name | Owner Name | dd_phys_field | No | No | No | No |  | ds_char16_vector | No | 120
Distribution Structures | ed_riser | Riser | ed_pole | Pole | dd_join_field | No | Pole | 1:n | No |  | NA | Yes | 20
Distribution Structures | ed_riser | Riser | pro_rem_location | Proposed Remove Location | dd_geom_field | point | No | No | No |  | NA | No | 10
Distribution Structures | ed_riser | Riser | id | Id | dd_phys_field | No | No | No | No |  | integer | Yes | 10
Distribution Structures | ed_riser | Riser | pro_rep_location | Proposed Replace Location | dd_geom_field | point | No | No | No |  | NA | No | 10
Distribution Structures | ed_riser | Riser | rem_location | Removed Location | dd_geom_field | point | No | No | No |  | NA | No | 10
Distribution Structures | ed_riser | Riser | tem_location | Temporary Location | dd_geom_field | point | No | No | No |  | NA | No | 10
Distribution Structures | ed_riser | Riser | remarks_id | Remarks ID | dd_phys_field | No | No | No | No |  | integer | Yes | 10
Distribution Structures | ed_riser | Riser | aba_location | Abandoned Location | dd_geom_field | point | No | No | No |  | NA | No | 10
Distribution Structures | ed_riser | Riser | schematic_areas | Schematic Areas | dd_join_field | No | Schematic Area | M:N | No |  | NA | No | 20
Distribution Structures | ed_riser | Riser | markers | Markers | dd_join_field | No | Marker | M:N | No |  | NA | No | 20
Distribution Structures | ed_riser | Riser | leader_line | Leader Line | dd_geom_field | simple_chain | No | No | No |  | NA | No | 10
Distribution Structures | ed_riser | Riser | location_description_id | Location Description Id | dd_phys_field | No | No | No | No |  | integer | Yes | 10
Distribution Structures | ed_riser | Riser | circuit_and_section | Circuit/Section | dd_join_field | No | Circuit | M:N | No |  | NA | No | 20
Distribution Structures | ed_riser | Riser | exi_location | Existing Location | dd_geom_field | point | No | No | No |  | NA | No | 10
Distribution Structures | ed_riser | Riser | owner_type | Owner Type | dd_phys_field | No | No | No | Yes | Company Owned Customer Owned Foreign Owned Other Utility Owned Unknown | NA | Yes | 16
Distribution Structures | ed_riser | Riser | location | Location | dd_geom_field | point | No | No | No |  | NA | No | 10
Distribution Structures | ed_riser | Riser | status | Status | dd_phys_field | No | No | No | Yes | Abandoned Existing Inactive Proposed Abandon Proposed Install Proposed Relocate Proposed Remove Proposed Replace Removed Temporary | NA | Yes | 20
Distribution Structures | ed_riser | Riser | ed_pole_id | Ed Pole Id | dd_phys_field | No | No | No | No |  | integer | Yes | 10
Distribution Structures | ed_riser | Riser | remarks_annotation | Remarks Annotation | dd_geom_field | text | No | No | No |  | NA | No | 10
Distribution Structures | ed_riser | Riser | ina_location | Inactive Location | dd_geom_field | point | No | No | No |  | NA | No | 10
Distribution Structures | ed_junction | Junction | pro_aba_location | Proposed Abandon Location | dd_geom_field | point | No | No | No |  | NA | No | 10
Distribution Structures | ed_junction | Junction | junction_phase | Phase | dd_phys_field | No | No | No | Yes | Single Phase Three Phase Unknown | NA | No | 14
Distribution Structures | ed_junction | Junction | date_installed | Date Installed | dd_phys_field | No | No | No | No |  | ds_date | No | 19
Distribution Structures | ed_junction | Junction | pro_annotation | Proposed Annotation | dd_geom_field | text | No | No | No |  | NA | No | 10
Distribution Structures | ed_junction | Junction | source_data | Source Data | dd_phys_field | No | No | No | No |  | ds_char16_vector | No | 64
Distribution Structures | ed_junction | Junction | exi_annotation | Existing Annotation | dd_geom_field | text | No | No | No |  | NA | No | 10
Distribution Structures | ed_junction | Junction | installation_groups | Installation Groups | dd_join_field | No | Installation Group | 0:N | No |  | NA | No | 20
Distribution Structures | ed_junction | Junction | number | Number | dd_phys_field | No | No | No | No |  | ds_char16_vector | No | 15
Distribution Structures | ed_junction | Junction | owner_type | Owner Type | dd_phys_field | No | No | No | Yes | Company Owned Customer Owned Foreign Owned Other Utility Owned Unknown | NA | Yes | 16
Distribution Structures | ed_junction | Junction | location_description_id | Location Description ID | dd_phys_field | No | No | No | No |  | integer | Yes | 10
Distribution Structures | ed_junction | Junction | rem_annotation | Removed Annotation | dd_geom_field | text | No | No | No |  | NA | No | 10
Distribution Structures | ed_junction | Junction | tem_location | Temporary Location | dd_geom_field | point | No | No | No |  | NA | No | 10
Distribution Structures | ed_junction | Junction | style_subcode | Style Subcode | dd_phys_field | No | No | No | Yes | Abandoned Existing Inactive Proposed Abandon Proposed Install Proposed Relocate Proposed Remove Proposed Replace Removed Temporary | NA | No | 10
Distribution Structures | ed_junction | Junction | ina_location | Inactive Location | dd_geom_field | point | No | No | No |  | NA | No | 10
Distribution Structures | ed_junction | Junction | remarks_annotation | Remarks Annotation | dd_geom_field | text | No | No | No |  | NA | No | 10
Distribution Structures | ed_junction | Junction | markers | Markers | dd_join_field | No | Marker | M:N | No |  | NA | No | 20
Distribution Structures | ed_junction | Junction | pro_aba_annotation | Proposed Abandon Annotation | dd_geom_field | text | No | No | No |  | NA | No | 10
Distribution Structures | ed_junction | Junction | aba_annotation | Abandoned Annotation | dd_geom_field | text | No | No | No |  | NA | No | 10
Distribution Structures | ed_junction | Junction | design | Design | dd_phys_field | No | No | No | No |  | ds_char16_vector | No | 40
Distribution Structures | ed_junction | Junction | owner_name | Owner Name | dd_phys_field | No | No | No | No |  | ds_char16_vector | No | 120
Distribution Structures | ed_junction | Junction | et_structure_nodes | Transmission Structure Nodes | dd_join_field | No | Transmission Structure Node | 0:n | No |  | NA | No | 20
Distribution Structures | ed_junction | Junction | rem_location | Removed Location | dd_geom_field | point | No | No | No |  | NA | No | 10
Distribution Structures | ed_junction | Junction | ed_structure_nodes | Structure Nodes | dd_join_field | No | Distribution Structure Node | 0:n | No |  | NA | No | 20
Distribution Structures | ed_junction | Junction | pro_rep_annotation | Proposed Replace Annotation | dd_geom_field | text | No | No | No |  | NA | No | 10
Distribution Structures | ed_junction | Junction | pro_rem_location | Proposed Remove Location | dd_geom_field | point | No | No | No |  | NA | No | 10
Distribution Structures | ed_junction | Junction | circuit_and_section | Circuit/Section | dd_join_field | No | Circuit | M:N | No |  | NA | No | 20
Distribution Structures | ed_junction | Junction | pro_rep_location | Proposed Replace Location | dd_geom_field | point | No | No | No |  | NA | No | 10
Distribution Structures | ed_junction | Junction | tem_annotation | Temporary Annotation | dd_geom_field | text | No | No | No |  | NA | No | 10
Distribution Structures | ed_junction | Junction | position | Position | dd_phys_field | No | No | No | Yes | 3 Way 4 Way Unknown | NA | No | 9
Distribution Structures | ed_junction | Junction | exi_location | Existing Location | dd_geom_field | point | No | No | No |  | NA | No | 10
Distribution Structures | ed_junction | Junction | location | Location | dd_geom_field | point | No | No | No |  | NA | No | 10
Distribution Structures | ed_junction | Junction | pro_rem_annotation | Proposed Remove Annotation | dd_geom_field | text | No | No | No |  | NA | No | 10
Distribution Structures | ed_junction | Junction | source_id | Source ID | dd_phys_field | No | No | No | No |  | integer | No | 10
Distribution Structures | ed_junction | Junction | status | Status | dd_phys_field | No | No | No | Yes | Abandoned Existing Inactive Proposed Abandon Proposed Install Proposed Relocate Proposed Remove Proposed Replace Removed Temporary | NA | Yes | 20
Distribution Structures | ed_junction | Junction | usage | Usage | dd_phys_field | No | No | No | Yes | Distribution Street Light Transmission Unknown | NA | No | 14
Distribution Structures | ed_junction | Junction | id | Id | dd_phys_field | No | No | No | No |  | integer | Yes | 10
Distribution Structures | ed_junction | Junction | pro_location | Proposed Location | dd_geom_field | point | No | No | No |  | NA | No | 10
Distribution Structures | ed_junction | Junction | ina_annotation | Inactive Annotation | dd_geom_field | text | No | No | No |  | NA | No | 10
Distribution Structures | ed_junction | Junction | remarks_id | Remarks ID | dd_phys_field | No | No | No | No |  | integer | Yes | 10
Distribution Structures | ed_junction | Junction | aba_location | Abandoned Location | dd_geom_field | point | No | No | No |  | NA | No | 10
Distribution Structures | ed_junction | Junction | line_number | Line Number | dd_phys_field | No | No | No | No |  | ds_char16_vector | No | 10
Distribution Structures | ed_junction | Junction | annotation | Annotation | dd_geom_field | text | No | No | No |  | NA | No | 10
Distribution Structures | ed_junction | Junction | leader_line | Leader Line | dd_geom_field | simple_chain | No | No | No |  | NA | No | 10
Distribution Structures | ed_decorative_pole | Decorative Pole | location_description_id | location_description_id | dd_phys_field | No | No | No | No |  | integer | Yes | 10
Distribution Structures | ed_decorative_pole | Decorative Pole | tp_ea_equipment_id | EA Equipment ID | dd_phys_field | No | No | No | No |  | ds_char16_vector | No | 32
Distribution Structures | ed_decorative_pole | Decorative Pole | tp_date_of_last_updation_in_gis | Date Last Updated in GIS | dd_phys_field | No | No | No | No |  | ds_date | No | 10
Distribution Structures | ed_decorative_pole | Decorative Pole | source_data | Source Data | dd_phys_field | No | No | No | No |  | ds_char16_vector | No | 64
Distribution Structures | ed_decorative_pole | Decorative Pole | asset_id | Asset ID | dd_phys_field | No | No | No | No |  | ds_char16_vector | No | 36
Distribution Structures | ed_decorative_pole | Decorative Pole | ina_annotation | Inactive Annotation | dd_geom_field | text | No | No | No |  | NA | No | 10
Distribution Structures | ed_decorative_pole | Decorative Pole | tp_cyme_id | CYME Id | dd_phys_field | No | No | No | No |  | ds_char16_vector | No | 32
Distribution Structures | ed_decorative_pole | Decorative Pole | tp_migration_unique_id | Migration Unique Id | dd_phys_field | No | No | No | No |  | ds_char16_vector | No | 32
Distribution Structures | ed_decorative_pole | Decorative Pole | leader_line | Leader Line | dd_geom_field | simple_chain | No | No | No |  | NA | No | 10
Distribution Structures | ed_decorative_pole | Decorative Pole | status | Status | dd_phys_field | No | No | No | Yes | Abandoned Existing Inactive Proposed Abandon Proposed Install Proposed Relocate Proposed Remove Proposed Replace Removed Temporary | NA | Yes | 20
Distribution Structures | ed_decorative_pole | Decorative Pole | tp_date_of_data_collection | Date of Data collection | dd_phys_field | No | No | No | No |  | ds_char16_vector | No | 32
Distribution Structures | ed_decorative_pole | Decorative Pole | rem_location | Removed Location | dd_geom_field | point | No | No | No |  | NA | No | 10
Distribution Structures | ed_decorative_pole | Decorative Pole | tp_date_of_commissioning | Date of Commissioning | dd_phys_field | No | No | No | No |  | ds_date | No | 10
Distribution Structures | ed_decorative_pole | Decorative Pole | date_installed | Date Installed | dd_phys_field | No | No | No | No |  | ds_date | No | 19
Distribution Structures | ed_decorative_pole | Decorative Pole | installation_groups | Installation Groups | dd_join_field | No | Installation Group | 0:N | No |  | NA | No | 20
Distribution Structures | ed_decorative_pole | Decorative Pole | banner_arm_ind | Banner Arm | dd_phys_field | No | No | No | Yes | No Unknown Yes | NA | No | 9
Distribution Structures | ed_decorative_pole | Decorative Pole | number | Number | dd_phys_field | No | No | No | No |  | ds_char16_vector | No | 15
Distribution Structures | ed_decorative_pole | Decorative Pole | remarks_id | Remarks ID | dd_phys_field | No | No | No | No |  | integer | Yes | 10
Distribution Structures | ed_decorative_pole | Decorative Pole | finish | Finish | dd_phys_field | No | No | No | Yes | Brushed Concrete Sealer Galvanized None Other Painted Satin Unknown | NA | No | 17
Distribution Structures | ed_decorative_pole | Decorative Pole | tp_company_id | Company ID | dd_phys_field | No | No | No | No |  | ds_char16_vector | No | 32
Distribution Structures | ed_decorative_pole | Decorative Pole | tp_wattage_of_fittings | Wattage of Fittings | dd_phys_field | No | No | No | No |  | integer | No | 10
Distribution Structures | ed_decorative_pole | Decorative Pole | tp_source_switch_no | Source Switch No | dd_phys_field | No | No | No | No |  | integer | No | 10
Distribution Structures | ed_decorative_pole | Decorative Pole | pro_location | Proposed Location | dd_geom_field | point | No | No | No |  | NA | No | 10
Distribution Structures | ed_decorative_pole | Decorative Pole | tp_surveyor_remark_id | Tp Surveyor Remark Id | dd_phys_field | No | No | No | No |  | integer | No | 10
Distribution Structures | ed_decorative_pole | Decorative Pole | tem_location | Temporary Location | dd_geom_field | point | No | No | No |  | NA | No | 10
Distribution Structures | ed_decorative_pole | Decorative Pole | type | Type | dd_phys_field | No | No | No | Yes | Hamilton Other Round Straight Round Tapered Square Straight Traffic Signal Unknown Washington | NA | No | 17
Distribution Structures | ed_decorative_pole | Decorative Pole | tp_no_of_fittings | No of Fittings | dd_phys_field | No | No | No | No |  | integer | No | 10
Distribution Structures | ed_decorative_pole | Decorative Pole | tp_circle_name | Circle Name | dd_phys_field | No | No | No | Yes | Aska Berhampur Bhanjanagar City City Circle Jeypore Rayagada Raygada Unknown | NA | No | 10
Distribution Structures | ed_decorative_pole | Decorative Pole | tp_road_name | Road Name | dd_phys_field | No | No | No | No |  | ds_char16_vector | No | 32
Distribution Structures | ed_decorative_pole | Decorative Pole | rem_annotation | Removed Annotation | dd_geom_field | text | No | No | No |  | NA | No | 10
Distribution Structures | ed_decorative_pole | Decorative Pole | material | Material | dd_phys_field | No | No | No | Yes | Aluminium Concrete Fiberglass GI RS Joist Rail Steel Steel Tubular Unknown Wood | NA | No | 23
Distribution Structures | ed_decorative_pole | Decorative Pole | color | Color | dd_phys_field | No | No | No | Yes | Black Dark Bronze Green Grey None Other Unknown White | NA | No | 13
Distribution Structures | ed_decorative_pole | Decorative Pole | frame_type | Frame Type | dd_phys_field | No | No | No | No |  | ds_char16_vector | No | 20
Distribution Structures | ed_decorative_pole | Decorative Pole | pro_aba_location | Proposed Abandon Location | dd_geom_field | point | No | No | No |  | NA | No | 10
Distribution Structures | ed_decorative_pole | Decorative Pole | et_structure_nodes | Transmission Structure Nodes | dd_join_field | No | Transmission Structure Node | 0:n | No |  | NA | No | 20
Distribution Structures | ed_decorative_pole | Decorative Pole | tp_division_name | Division Name | dd_phys_field | No | No | No | Yes | Aska-1 Aska-2 Berhampur Division-1 Berhampur Division-2 Berhampur Division-3 Bhanjanagar Boudh Ganjam North Ganjam South Gunupur Hinjilicut Jeypore Koraput Malkangiri Nawarangpur Paralakhemundi Phulbani Purushottampur Raygada Unknown | NA | No | 10
Distribution Structures | ed_decorative_pole | Decorative Pole | ed_pole_foreign_attachments | Pole Foreign Attachments | dd_join_field | No | Foreign Attachment | 0:n | No |  | NA | No | 20
Distribution Structures | ed_decorative_pole | Decorative Pole | tp_sub_division_code | Sub Division Code | dd_phys_field | No | No | No | Yes | 0 1 2 3 4 5 6 Unknown | NA | No | 10
Distribution Structures | ed_decorative_pole | Decorative Pole | tp_ward_code | Ward Code | dd_phys_field | No | No | No | Yes | 0 1 2 3 4 5 6 Unknown | NA | No | 10
Distribution Structures | ed_decorative_pole | Decorative Pole | exi_annotation | Existing Annotation | dd_geom_field | text | No | No | No |  | NA | No | 10
Distribution Structures | ed_decorative_pole | Decorative Pole | tp_address | Address | dd_phys_field | No | No | No | No |  | ds_char16_vector | No | 32
Distribution Structures | ed_decorative_pole | Decorative Pole | tp_date_of_de_commissioning | Date of De-Commissioning | dd_phys_field | No | No | No | No |  | ds_date | No | 10
Distribution Structures | ed_decorative_pole | Decorative Pole | pro_rep_location | Proposed Replace Location | dd_geom_field | point | No | No | No |  | NA | No | 10
Distribution Structures | ed_decorative_pole | Decorative Pole | location | Location | dd_geom_field | point | No | No | No |  | NA | No | 10
Distribution Structures | ed_decorative_pole | Decorative Pole | id | Id | dd_phys_field | No | No | No | No |  | integer | Yes | 10
Distribution Structures | ed_decorative_pole | Decorative Pole | pro_annotation | Proposed Annotation | dd_geom_field | text | No | No | No |  | NA | No | 10
Distribution Structures | ed_decorative_pole | Decorative Pole | pole_style | Pole Style | dd_phys_field | No | No | No | Yes | Fluted Other Smooth Unknown | NA | No | 9
Distribution Structures | ed_decorative_pole | Decorative Pole | pole_height | Pole Height | dd_phys_field | No | No | No | Yes | 10 Feet 10.5 Feet 11 Feet 11.5 Feet 12 Feet 12.5 Feet 13 Feet 13.5 Feet 14 Feet 14.5 Feet 15 Feet 15.5 Feet 16 Feet 16.5 Feet 17 Feet 17.5 Feet 18 Feet 18.5 Feet 19 Feet 19.5 Feet 20 Feet 20.5 Feet 21 Feet 21.5 Feet 22 Feet 22.5 Feet 23 Feet 23.5 Feet 24 Feet 24.5 Feet 25 Feet 25.5 Feet 26 Feet 26.5 Feet 27 Feet 27.5 Feet 28 Feet 28.5 Feet 29 Feet 29.5 Feet 30 Feet 30.5 Feet 31 Feet 31.5 Feet 32 Feet 32.5 Feet 33 Feet 33.5 Feet 34 Feet 34.5 Feet 35 Feet 35.5 Feet 36 Feet 36.5 Feet 37 Feet 37.5 Feet 38 Feet 38.5 Feet 39 Feet 39.5 Feet 40 Feet 40.5 Feet 41 Feet 41.5 Feet 42 Feet 42.5 Feet 43 Feet 43.5 Feet 44 Feet 44.5 Feet 45 Feet 8 Feet 8.5 Feet 9 Feet 9.5 Feet Unknown | NA | Yes | 6
Distribution Structures | ed_decorative_pole | Decorative Pole | light_mount_type | Light Mount Type | dd_phys_field | No | No | No | Yes | Other Side Mount/Mast Arm Top Tenan Unknown | NA | No | 21
Distribution Structures | ed_decorative_pole | Decorative Pole | markers | Markers | dd_join_field | No | Marker | M:N | No |  | NA | No | 20
Distribution Structures | ed_decorative_pole | Decorative Pole | tp_sub_division_name | Sub Division Name | dd_phys_field | No | No | No | Yes | Aska Balimela Balliguda Belaguntha Bhanjanagar-i Bhanjanagar-ii Bijipur Bijipur-Industrial Bissam Cuttack Boriguma Boudh Buguda Chatrapur Chikiti Digapahandi G Udayagiri Gopalpur Gumuda Gunupur Hinjilicut JESD-1 JESD-2 Kabisuryanagar Kanisi Kasinagar Khallikote Kodala Koraput Laxmipur Malkangiri Manmunda Mohana Nawarangpur Nuagam Papadahandi Paralakhemundi Phulbani Polasara Purushottampur R Udaygiri Rambha Raygada SDO-1 SDO-2 SDO-3 SDO-4 Sheragada Sorada Sunabeda Therubali Umarkote Unknown Uppalada | NA | No | 10
Distribution Structures | ed_decorative_pole | Decorative Pole | aba_location | Abandoned Location | dd_geom_field | point | No | No | No |  | NA | No | 10
Distribution Structures | ed_decorative_pole | Decorative Pole | tem_annotation | Temporary Annotation | dd_geom_field | text | No | No | No |  | NA | No | 10
Distribution Structures | ed_decorative_pole | Decorative Pole | tp_date_of_creation_in_gis | Date of Creation in GIS | dd_phys_field | No | No | No | No |  | ds_date | No | 10
Distribution Structures | ed_decorative_pole | Decorative Pole | tp_section_code | Section Code | dd_phys_field | No | No | No | Yes | 0 1 2 3 4 5 6 Unknown | NA | No | 10
Distribution Structures | ed_decorative_pole | Decorative Pole | tp_data_collected_by | Data Collected By | dd_phys_field | No | No | No | No |  | ds_char16_vector | No | 32
Distribution Structures | ed_decorative_pole | Decorative Pole | annotation | Annotation | dd_geom_field | text | No | No | No |  | NA | No | 10
Distribution Structures | ed_decorative_pole | Decorative Pole | bays | Bays | dd_join_field | No | Bay | 0:N | No |  | NA | No | 20
Distribution Structures | ed_decorative_pole | Decorative Pole | tp_previous_installed_location | Prev. Installed Location | dd_phys_field | No | No | No | No |  | ds_char16_vector | Yes | 12
Distribution Structures | ed_decorative_pole | Decorative Pole | tp_warranty_end_date | Warranty End Date | dd_phys_field | No | No | No | No |  | ds_date | No | 10
Distribution Structures | ed_decorative_pole | Decorative Pole | tp_time_of_data_collection | Time of data collection | dd_phys_field | No | No | No | No |  | ds_char16_vector | No | 32
Distribution Structures | ed_decorative_pole | Decorative Pole | tp_name | Name | dd_phys_field | No | No | No | No |  | ds_char16_vector | Yes | 250
Distribution Structures | ed_decorative_pole | Decorative Pole | pro_rem_annotation | Proposed Remove Annotation | dd_geom_field | text | No | No | No |  | NA | No | 10
Distribution Structures | ed_decorative_pole | Decorative Pole | tp_division_code | Division Code | dd_phys_field | No | No | No | Yes | 0 1 2 3 4 5 6 Unknown | NA | No | 10
Distribution Structures | ed_decorative_pole | Decorative Pole | tp_pin_code | Pin Code | dd_phys_field | No | No | No | No |  | integer | No | 10
Distribution Structures | ed_decorative_pole | Decorative Pole | tp_data_updated_by_in_gis | Data Updated By in GIS | dd_phys_field | No | No | No | No |  | ds_char16_vector | No | 32
Distribution Structures | ed_decorative_pole | Decorative Pole | pro_rep_annotation | Proposed Replace Annotation | dd_geom_field | text | No | No | No |  | NA | No | 10
Distribution Structures | ed_decorative_pole | Decorative Pole | ina_location | Inactive Location | dd_geom_field | point | No | No | No |  | NA | No | 10
Distribution Structures | ed_decorative_pole | Decorative Pole | tp_sub_mounting | Sub Mounting | dd_phys_field | No | No | No | Yes | Basement Elevated Joist Kiosk Lattice Welded Others PCC Pole Panel Mounted Platform Mounted Plinth Pole Rail Steel Tubular Pole Stilt Mounted Tower Unknown | NA | No | 10
Distribution Structures | ed_decorative_pole | Decorative Pole | circuit_and_section | Circuit/Section | dd_join_field | No | Circuit | M:N | No |  | NA | No | 20
Distribution Structures | ed_decorative_pole | Decorative Pole | remarks_annotation | Remarks Annotation | dd_geom_field | text | No | No | No |  | NA | No | 10
Distribution Structures | ed_decorative_pole | Decorative Pole | foundation | Foundation | dd_phys_field | No | No | No | Yes | Anchor Base Direct Bury Unknown | NA | No | 13
Distribution Structures | ed_decorative_pole | Decorative Pole | tp_circle_code | Circle Code | dd_phys_field | No | No | No | Yes | 0 21 29 31 34 35 71 Unknown | NA | No | 10
Distribution Structures | ed_decorative_pole | Decorative Pole | tp_mounting | Mounting | dd_phys_field | No | No | No | Yes | Overhead Underground Unknown | NA | No | 10
Distribution Structures | ed_decorative_pole | Decorative Pole | tp_nominal_voltage | Nominal Voltage | dd_phys_field | No | No | No | Yes | 0.000 V 110.000 V 120.000 V 208.000 V 220.000 V 230.000 V 240.000 V 415.000 V 2.400 kV 4.160 kV 6.600 kV 8.000 kV 11.000 kV 12.470 kV 23.900 kV 33.000 kV 66.000 kV 115.000 kV 132.000 kV 220.000 kV 433.000 kV | NA | Yes | 10
Distribution Structures | ed_decorative_pole | Decorative Pole | tp_city | City | dd_phys_field | No | No | No | Yes | Others Unknown | NA | No | 10
Distribution Structures | ed_decorative_pole | Decorative Pole | tp_locality | Locality | dd_phys_field | No | No | No | No |  | ds_char16_vector | No | 32
Distribution Structures | ed_decorative_pole | Decorative Pole | ed_structure_nodes | Structure Nodes | dd_join_field | No | Distribution Structure Node | 0:n | No |  | NA | No | 20
Distribution Structures | ed_decorative_pole | Decorative Pole | tp_date_of_last_maintenance | Date of Last Maintenance | dd_phys_field | No | No | No | No |  | ds_date | No | 10
Distribution Structures | ed_decorative_pole | Decorative Pole | exi_location | Existing Location | dd_geom_field | point | No | No | No |  | NA | No | 10
Distribution Structures | ed_decorative_pole | Decorative Pole | pro_rem_location | Proposed Remove Location | dd_geom_field | point | No | No | No |  | NA | No | 10
Distribution Structures | ed_decorative_pole | Decorative Pole | tp_network_type | Network Type | dd_phys_field | No | No | No | Yes | EHV HV LV MV Substation | NA | Yes | 10
Distribution Structures | ed_decorative_pole | Decorative Pole | tp_section_name | Section Name | dd_phys_field | No | No | No | Yes | Eso Adava Eso Ambapua Eso Aska-1 Eso B Singipur Eso Badagada Eso Baipariguda Eso Balimela Eso Balipadar Eso Balisira Eso Balliguda Eso Bandhugaon Eso Baunsuni Eso Beguniapada Eso Belaguntha Eso Bhejiput Eso Bissam Ctc Eso Bomakei Eso Boriguma Eso Boudh Eso Budhamba Eso Buguda Eso Chandahandi Eso Chandragiri Eso Chatrapur-i Eso Chatrapur-ii Eso Chikiti Eso Chirikipada Eso Dabugam Eso Daringibadi Eso Dharakote Eso Digapahandi Eso E S O-i Eso E S O-ii Eso E.s.o.no.1 Eso E.s.o.no.2 Eso E.s.o.no.3 Eso G.nuagam-2 Eso G.udayagiri Eso Gandhinagar Eso Ganjam Eso Garabandha Eso Golanthara Eso Gopalpur Eso Gudari Eso Gumma Eso Gumuda Eso Gunupur Eso Gunupur Rural Eso Head Quarter Eso Hinjilicut Eso J N Prasad Eso J.k.pur Eso Jagapur Eso Jharigam Eso Jyp No.1 Eso Jyp No.2 Eso Jyp No.3 Eso K B Pur Eso K S Nagar Eso Kakiriguma Eso Kalimela Eso Kanchuru Eso Kanisi Eso Kanteipally Eso Kasinagar Eso Kasipur Eso Keshpur Eso Khajuripada Eso Khajuripada-i Eso Khallikote Eso Kodala Eso Konkarada Eso Koraput Sec-i Eso Koraput Sec-ii Eso Kosagumuda Eso Kotpad Eso Kukudakhandi Eso Kundra Eso Lanjipally Eso Lathi Eso Laxmipur Eso Luchapada Eso Malkangiri Eso Malud Eso Manamunda Eso Mathili Eso Medical Eso Mohana Eso Muniguda Eso Nabarangpur Eso Nabarangpur Rural Eso Nandapur Eso Nuagam-1 Eso Nuagam-2 Eso Nuapada Eso P S Pur Eso Padmapur Eso Papadahandi Eso Paralakhemundi Eso Parlakhemundi Rural Eso Patrapur Eso Pattangi Eso Pattapur Eso Phiringia Eso Phulbani Eso Pitala Eso Polosara Eso Pudamari Eso Purunakatak Eso R.Udaygiri Eso Raigada Eso Raighar Eso Raikia Eso Rambha Eso Ramnaguda Eso Randhapalli Eso Rayagada Rural Eso Rayagada-1 Eso Rayagada-2 Eso Sheragada Eso Sikarpai Eso Similiguda Eso Soroda Eso Sunabeda Eso Surangi Eso T Khunti Eso Taratarini Eso Therubali Eso Tikabali Eso Tilisingi Eso Tumudibandha Eso Umerkote Eso University Eso Upalada Unknown | NA | No | 10
Distribution Structures | ed_decorative_pole | Decorative Pole | receptacle | Receptacle | dd_phys_field | No | No | No | Yes | External Internal None Unknown | NA | No | 10
Distribution Structures | ed_decorative_pole | Decorative Pole | tp_work_order_id | Work Order ID | dd_phys_field | No | No | No | No |  | ds_char16_vector | No | 64
Distribution Structures | ed_decorative_pole | Decorative Pole | source_id | Source ID | dd_phys_field | No | No | No | No |  | integer | No | 10
Distribution Structures | ed_decorative_pole | Decorative Pole | aba_annotation | Abandoned Annotation | dd_geom_field | text | No | No | No |  | NA | No | 10
Distribution Structures | ed_decorative_pole | Decorative Pole | owner_type | Owner Type | dd_phys_field | No | No | No | Yes | Company Owned Customer Owned Foreign Owned Other Utility Owned Unknown | NA | Yes | 16
Distribution Structures | ed_decorative_pole | Decorative Pole | pro_aba_annotation | Proposed Abandon Annotation | dd_geom_field | text | No | No | No |  | NA | No | 10
Distribution Structures | ed_decorative_pole | Decorative Pole | date_manufactured | Date Manufactured | dd_phys_field | No | No | No | No |  | ds_date | No | 10
Distribution Structures | ed_decorative_pole | Decorative Pole | owner_name | Owner Name | dd_phys_field | No | No | No | No |  | ds_char16_vector | No | 120
Distribution Structures | ed_decorative_pole | Decorative Pole | tp_sub_locality | Sub Locality | dd_phys_field | No | No | No | No |  | ds_char16_vector | No | 32
Distribution Structures | ed_decorative_pole | Decorative Pole | date_removed | Date Removed | dd_phys_field | No | No | No | No |  | ds_date | No | 10
Distribution Structures | ed_manhole | Manhole | ina_location | Inactive Location | dd_geom_field | point | No | No | No |  | NA | No | 10
Distribution Structures | ed_manhole | Manhole | ina_annotation | Inactive Annotation | dd_geom_field | text | No | No | No |  | NA | No | 10
Distribution Structures | ed_manhole | Manhole | rem_internal_annotation | Removed Internal Annotation | dd_geom_field | text | No | No | No |  | NA | No | 10
Distribution Structures | ed_manhole | Manhole | pro_aba_name_annotation | Proposed Abandon Name Annotation | dd_geom_field | text | No | No | No |  | NA | No | 10
Distribution Structures | ed_manhole | Manhole | pro_rep_name_annotation | Proposed Replace Name Annotation | dd_geom_field | text | No | No | No |  | NA | No | 10
Distribution Structures | ed_manhole | Manhole | remarks_annotation | Remarks Annotation | dd_geom_field | text | No | No | No |  | NA | No | 10
Distribution Structures | ed_manhole | Manhole | rem_annotation | Removed Annotation | dd_geom_field | text | No | No | No |  | NA | No | 10
Distribution Structures | ed_manhole | Manhole | pro_name_annotation | Proposed Name Annotation | dd_geom_field | text | No | No | No |  | NA | No | 10
Distribution Structures | ed_manhole | Manhole | name | Name | dd_phys_field | No | No | No | No |  | ds_char16_vector | No | 40
Distribution Structures | ed_manhole | Manhole | tem_name_annotation | Temporary Name Annotation | dd_geom_field | text | No | No | No |  | NA | No | 10
Distribution Structures | ed_manhole | Manhole | ina_name_annotation | Inactive Name Annotation | dd_geom_field | text | No | No | No |  | NA | No | 10
Distribution Structures | ed_manhole | Manhole | pro_rep_extent | Proposed Replace Extent | dd_geom_field | area | No | No | No |  | NA | No | 10
Distribution Structures | ed_manhole | Manhole | pro_aba_internal_annotation | Proposed Abandon Internal Annotation | dd_geom_field | text | No | No | No |  | NA | No | 10
Distribution Structures | ed_manhole | Manhole | pro_rep_location | Proposed Replace Location | dd_geom_field | point | No | No | No |  | NA | No | 10
Distribution Structures | ed_manhole | Manhole | markers | Markers | dd_join_field | No | Marker | M:N | No |  | NA | No | 20
Distribution Structures | ed_manhole | Manhole | leader_line | Leader Line | dd_geom_field | simple_chain | No | No | No |  | NA | No | 10
Distribution Structures | ed_manhole | Manhole | ina_extent | Inactive Extent | dd_geom_field | area | No | No | No |  | NA | No | 10
Distribution Structures | ed_manhole | Manhole | pro_rep_internal_annotation | Proposed Replace Internal Annotation | dd_geom_field | text | No | No | No |  | NA | No | 10
Distribution Structures | ed_manhole | Manhole | location_type | Location Type | dd_phys_field | No | No | No | Yes | Alley Building Parking Lot Sidewalk Street Unknown | NA | No | 13
Distribution Structures | ed_manhole | Manhole | location_description_id | Location Description Id | dd_phys_field | No | No | No | No |  | integer | Yes | 10
Distribution Structures | ed_manhole | Manhole | ladder? | Ladder | dd_phys_field | No | No | No | Yes | No Unknown Yes | NA | Yes | 9
Distribution Structures | ed_manhole | Manhole | asset_id | Asset ID | dd_phys_field | No | No | No | No |  | ds_char16_vector | No | 36
Distribution Structures | ed_manhole | Manhole | extent | Extent | dd_geom_field | area | No | No | No |  | NA | No | 10
Distribution Structures | ed_manhole | Manhole | pro_rep_annotation | Proposed Replace Annotation | dd_geom_field | text | No | No | No |  | NA | No | 10
Distribution Structures | ed_manhole | Manhole | pro_rem_internal_annotation | Proposed Remove Internal Annotation | dd_geom_field | text | No | No | No |  | NA | No | 10
Distribution Structures | ed_manhole | Manhole | schematic_areas | Schematic Areas | dd_join_field | No | Schematic Area | M:N | No |  | NA | No | 20
Distribution Structures | ed_manhole | Manhole | aba_location | Abandoned Location | dd_geom_field | point | No | No | No |  | NA | No | 10
Distribution Structures | ed_manhole | Manhole | exi_internal_annotation | Existing Internal Annotation | dd_geom_field | text | No | No | No |  | NA | No | 10
Distribution Structures | ed_manhole | Manhole | access_count | Access Count | dd_phys_field | No | No | No | Yes | 1 2 3 4 Unknown | NA | No | 9
Distribution Structures | ed_manhole | Manhole | width | Width | dd_phys_field | No | No | No | No |  | float | No | 10
Distribution Structures | ed_manhole | Manhole | exi_annotation | Existing Annotation | dd_geom_field | text | No | No | No |  | NA | No | 10
Distribution Structures | ed_manhole | Manhole | aba_internal_annotation | Abandoned Internal Annotation | dd_geom_field | text | No | No | No |  | NA | No | 10
Distribution Structures | ed_manhole | Manhole | rem_location | Removed Location | dd_geom_field | point | No | No | No |  | NA | No | 10
Distribution Structures | ed_manhole | Manhole | pro_rem_annotation | Proposed Remove Annotation | dd_geom_field | text | No | No | No |  | NA | No | 10
Distribution Structures | ed_manhole | Manhole | type | Type | dd_phys_field | No | No | No | Yes | Manhole Manhole Precase Pullbox Unknown | NA | No | 17
Distribution Structures | ed_manhole | Manhole | pro_aba_annotation | Proposed Abandon Annotation | dd_geom_field | text | No | No | No |  | NA | No | 10
Distribution Structures | ed_manhole | Manhole | rem_name_annotation | Removed Name Annotation | dd_geom_field | text | No | No | No |  | NA | No | 10
Distribution Structures | ed_manhole | Manhole | remarks_id | Remarks ID | dd_phys_field | No | No | No | No |  | integer | Yes | 10
Distribution Structures | ed_manhole | Manhole | design | Design | dd_phys_field | No | No | No | No |  | ds_char16_vector | No | 40
Distribution Structures | ed_manhole | Manhole | exi_extent | Existing Extent | dd_geom_field | area | No | No | No |  | NA | No | 10
Distribution Structures | ed_manhole | Manhole | annotation | Annotation | dd_geom_field | text | No | No | No |  | NA | No | 10
Distribution Structures | ed_manhole | Manhole | status | Status | dd_phys_field | No | No | No | Yes | Abandoned Existing Inactive Proposed Abandon Proposed Install Proposed Relocate Proposed Remove Proposed Replace Removed Temporary | NA | Yes | 20
Distribution Structures | ed_manhole | Manhole | access_type | Access Type | dd_phys_field | No | No | No | Yes | Door Grate Manhole Cover Slab Unknown | NA | No | 9
Distribution Structures | ed_manhole | Manhole | circuit_and_section | Circuit/Section | dd_join_field | No | Circuit | M:N | No |  | NA | No | 20
Distribution Structures | ed_manhole | Manhole | tem_annotation | Temporary Annotation | dd_geom_field | text | No | No | No |  | NA | No | 10
Distribution Structures | ed_manhole | Manhole | internal_annotation | Internal Annotation | dd_geom_field | text | No | No | No |  | NA | No | 10
Distribution Structures | ed_manhole | Manhole | name_annotation | Name Annotation | dd_geom_field | text | No | No | No |  | NA | No | 10
Distribution Structures | ed_manhole | Manhole | date_installed | Date Installed | dd_phys_field | No | No | No | No |  | ds_date | No | 19
Distribution Structures | ed_manhole | Manhole | location | Location | dd_geom_field | point | No | No | No |  | NA | No | 10
Distribution Structures | ed_manhole | Manhole | tem_location | Temporary Location | dd_geom_field | point | No | No | No |  | NA | No | 10
Distribution Structures | ed_manhole | Manhole | length | Length | dd_phys_field | No | No | No | No |  | float | No | 10
Distribution Structures | ed_manhole | Manhole | owner_type | Owner Type | dd_phys_field | No | No | No | Yes | Company Owned Customer Owned Foreign Owned Other Utility Owned Unknown | NA | Yes | 16
Distribution Structures | ed_manhole | Manhole | source_id | Source ID | dd_phys_field | No | No | No | No |  | integer | No | 10
Distribution Structures | ed_manhole | Manhole | depth | Depth | dd_phys_field | No | No | No | No |  | float | No | 10
Distribution Structures | ed_manhole | Manhole | installation_groups | Installation Groups | dd_join_field | No | Installation Group | 0:N | No |  | NA | No | 20
Distribution Structures | ed_manhole | Manhole | pro_internal_annotation | Proposed Internal Annotation | dd_geom_field | text | No | No | No |  | NA | No | 10
Distribution Structures | ed_manhole | Manhole | tem_internal_annotation | Temporary Internal Annotation | dd_geom_field | text | No | No | No |  | NA | No | 10
Distribution Structures | ed_manhole | Manhole | tem_extent | Temporary Extent | dd_geom_field | area | No | No | No |  | NA | No | 10
Distribution Structures | ed_manhole | Manhole | pro_aba_extent | Proposed Abandon Extent | dd_geom_field | area | No | No | No |  | NA | No | 10
Distribution Structures | ed_manhole | Manhole | aba_name_annotation | Abandoned Name Annotation | dd_geom_field | text | No | No | No |  | NA | No | 10
Distribution Structures | ed_manhole | Manhole | exi_location | Existing Location | dd_geom_field | point | No | No | No |  | NA | No | 10
Distribution Structures | ed_manhole | Manhole | pro_location | Proposed Location | dd_geom_field | point | No | No | No |  | NA | No | 10
Distribution Structures | ed_manhole | Manhole | id | Id | dd_phys_field | No | No | No | No |  | integer | Yes | 10
Distribution Structures | ed_manhole | Manhole | owner_name | Owner Name | dd_phys_field | No | No | No | No |  | ds_char16_vector | No | 120
Distribution Structures | ed_manhole | Manhole | aba_extent | Abandoned Extent | dd_geom_field | area | No | No | No |  | NA | No | 10
Distribution Structures | ed_manhole | Manhole | source_data | Source Data | dd_phys_field | No | No | No | No |  | ds_char16_vector | No | 64
Distribution Structures | ed_manhole | Manhole | rem_extent | Removed Extent | dd_geom_field | area | No | No | No |  | NA | No | 10
Distribution Structures | ed_manhole | Manhole | pro_rem_location | Proposed Remove Location | dd_geom_field | point | No | No | No |  | NA | No | 10
Distribution Structures | ed_manhole | Manhole | eo_access_points | Access Points | dd_join_field | No | Access Point | 0:n | No |  | NA | No | 20
Distribution Structures | ed_manhole | Manhole | bays | Bays | dd_join_field | No | Bay | 0:N | No |  | NA | No | 20
Distribution Structures | ed_manhole | Manhole | et_structure_nodes | Transmission Structure Nodes | dd_join_field | No | Transmission Structure Node | 0:n | No |  | NA | No | 20
Distribution Structures | ed_manhole | Manhole | pro_rem_extent | Proposed Remove Extent | dd_geom_field | area | No | No | No |  | NA | No | 10
Distribution Structures | ed_manhole | Manhole | ina_internal_annotation | Inactive Internal Annotation | dd_geom_field | text | No | No | No |  | NA | No | 10
Distribution Structures | ed_manhole | Manhole | pro_aba_location | Proposed Abandon Location | dd_geom_field | point | No | No | No |  | NA | No | 10
Distribution Structures | ed_manhole | Manhole | pro_rem_name_annotation | Proposed Remove Name Annotation | dd_geom_field | text | No | No | No |  | NA | No | 10
Distribution Structures | ed_manhole | Manhole | pump_ind | Pump | dd_phys_field | No | No | No | Yes | No Unknown Yes | NA | No | 9
Distribution Structures | ed_manhole | Manhole | number | Number | dd_phys_field | No | No | No | No |  | ds_char16_vector | No | 15
Distribution Structures | ed_manhole | Manhole | ed_structure_nodes | Structure Nodes | dd_join_field | No | Distribution Structure Node | 0:n | No |  | NA | No | 20
Distribution Structures | ed_manhole | Manhole | material | Material | dd_phys_field | No | No | No | Yes | Brick Concrete Fiberglass Plastic Pre-Cast Concrete Unknown | NA | No | 19
Distribution Structures | ed_manhole | Manhole | pro_extent | Proposed Extent | dd_geom_field | area | No | No | No |  | NA | No | 10
Distribution Structures | ed_manhole | Manhole | aba_annotation | Abandoned Annotation | dd_geom_field | text | No | No | No |  | NA | No | 10
Distribution Structures | ed_manhole | Manhole | pro_annotation | Proposed Annotation | dd_geom_field | text | No | No | No |  | NA | No | 10
Distribution Structures | ed_manhole | Manhole | usage | Usage | dd_phys_field | No | No | No | Yes | Distribution Street Light Transmission Unknown | NA | No | 14
Distribution Structures | ed_manhole | Manhole | exi_name_annotation | Existing Name Annotation | dd_geom_field | text | No | No | No |  | NA | No | 10
Transmission Structures | et_guy | Transmission Guy | source_id | Source ID | dd_phys_field | No | No | No | No |  | integer | No | 10
Transmission Structures | et_guy | Transmission Guy | id | Id | dd_phys_field | No | No | No | No |  | integer | Yes | 10
Transmission Structures | et_guy | Transmission Guy | et_structures | Structures | dd_join_field | No | Structure | m:n | No |  | NA | No | 20
Transmission Structures | et_guy | Transmission Guy | wire_quantity | Wire Quantity | dd_phys_field | No | No | No | Yes | Double Single Triple Unknown | NA | No | 9
Transmission Structures | et_guy | Transmission Guy | number | Number | dd_phys_field | No | No | No | No |  | ds_char16_vector | No | 40
Transmission Structures | et_guy | Transmission Guy | pro_rep_location | Proposed Replace Location | dd_geom_field | point | No | No | No |  | NA | No | 10
Transmission Structures | et_guy | Transmission Guy | pro_rep_route | Proposed Replace Route | dd_geom_field | chain | No | No | No |  | NA | No | 10
Transmission Structures | et_guy | Transmission Guy | source_data | Source Data | dd_phys_field | No | No | No | No |  | ds_char16_vector | No | 10
Transmission Structures | et_guy | Transmission Guy | anchor_size | Anchor Size | dd_phys_field | No | No | No | Yes | 10 12 14 32 34 8 Unknown | NA | No | 9
Transmission Structures | et_guy | Transmission Guy | aba_route | Abandoned Route | dd_geom_field | chain | No | No | No |  | NA | No | 10
Transmission Structures | et_guy | Transmission Guy | rem_annotation | Removed Annotation | dd_geom_field | text | No | No | No |  | NA | No | 10
Transmission Structures | et_guy | Transmission Guy | route | Route | dd_geom_field | chain | No | No | No |  | NA | No | 10
Transmission Structures | et_guy | Transmission Guy | location | Location | dd_geom_field | point | No | No | No |  | NA | No | 10
Transmission Structures | et_guy | Transmission Guy | rem_route | Removed Route | dd_geom_field | chain | No | No | No |  | NA | No | 10
Transmission Structures | et_guy | Transmission Guy | guy_type | Guy Type | dd_phys_field | No | No | No | Yes | Arm Down Head Sidewalk Span Unknown | NA | Yes | 14
Transmission Structures | et_guy | Transmission Guy | pro_rem_annotation | Proposed Remove Annotation | dd_geom_field | text | No | No | No |  | NA | No | 10
Transmission Structures | et_guy | Transmission Guy | anchor_rod_size | Anchor Rod Size | dd_phys_field | No | No | No | Yes | 1 1 1/4 1/2 3/4 5/8 Unknown | NA | No | 9
Transmission Structures | et_guy | Transmission Guy | guy_quantity | Guy Quantity | dd_phys_field | No | No | No | No |  | integer | No | 10
Transmission Structures | et_guy | Transmission Guy | pro_annotation | Proposed Annotation | dd_geom_field | text | No | No | No |  | NA | No | 10
Transmission Structures | et_guy | Transmission Guy | calculated_length | Calculated Length | dd_derived_field | No | No | No | No |  | float | No | 10
Transmission Structures | et_guy | Transmission Guy | actual_length | Actual Length | dd_phys_field | No | No | No | No |  | float | No | 10
Transmission Structures | et_guy | Transmission Guy | exi_annotation | Existing Annotation | dd_geom_field | text | No | No | No |  | NA | No | 10
Transmission Structures | et_guy | Transmission Guy | status | Status | dd_phys_field | No | No | No | Yes | Abandoned Existing Inactive Proposed Abandon Proposed Install Proposed Relocate Proposed Remove Proposed Replace Removed Temporary | NA | Yes | 20
Transmission Structures | et_guy | Transmission Guy | ina_annotation | Inactive Annotation | dd_geom_field | text | No | No | No |  | NA | No | 10
Transmission Structures | et_guy | Transmission Guy | remarks_annotation | Remarks Annotation | dd_geom_field | text | No | No | No |  | NA | No | 10
Transmission Structures | et_guy | Transmission Guy | length | Length | dd_derived_field | No | No | No | No |  | float | No | 10
Transmission Structures | et_guy | Transmission Guy | exi_location | Existing Location | dd_geom_field | point | No | No | No |  | NA | No | 10
Transmission Structures | et_guy | Transmission Guy | circuit_and_section | Circuit/Section | dd_join_field | No | Circuit | M:N | No |  | NA | No | 20
Transmission Structures | et_guy | Transmission Guy | pro_location | Proposed Location | dd_geom_field | point | No | No | No |  | NA | No | 10
Transmission Structures | et_guy | Transmission Guy | strands | Strands | dd_phys_field | No | No | No | Yes | 19 37 7 Unknown | NA | No | 9
Transmission Structures | et_guy | Transmission Guy | reverse_flow_ind | Reverse Flow | dd_phys_field | No | No | No | No |  | maybe | Yes | 10
Transmission Structures | et_guy | Transmission Guy | remarks_id | Remarks ID | dd_phys_field | No | No | No | No |  | integer | Yes | 10
Transmission Structures | et_guy | Transmission Guy | pro_aba_route | Proposed Abandon Route | dd_geom_field | chain | No | No | No |  | NA | No | 10
Transmission Structures | et_guy | Transmission Guy | pro_rem_location | Proposed Remove Location | dd_geom_field | point | No | No | No |  | NA | No | 10
Transmission Structures | et_guy | Transmission Guy | pro_aba_location | Proposed Abandon Location | dd_geom_field | point | No | No | No |  | NA | No | 10
Transmission Structures | et_guy | Transmission Guy | exi_route | Existing Route | dd_geom_field | chain | No | No | No |  | NA | No | 10
Transmission Structures | et_guy | Transmission Guy | ina_route | Inactive Route | dd_geom_field | chain | No | No | No |  | NA | No | 10
Transmission Structures | et_guy | Transmission Guy | tem_location | Temporary Location | dd_geom_field | point | No | No | No |  | NA | No | 10
Transmission Structures | et_guy | Transmission Guy | ina_location | Inactive Location | dd_geom_field | point | No | No | No |  | NA | No | 10
Transmission Structures | et_guy | Transmission Guy | wire_size | Wire Size | dd_phys_field | No | No | No | Yes | 1 1 1/4 1 1/8 1/2 3/4 3/8 5/8 7/16 7/8 9/16 Unknown | NA | No | 9
Transmission Structures | et_guy | Transmission Guy | leader_line | Leader Line | dd_geom_field | simple_chain | No | No | No |  | NA | No | 10
Transmission Structures | et_guy | Transmission Guy | rem_location | Removed Location | dd_geom_field | point | No | No | No |  | NA | No | 10
Transmission Structures | et_guy | Transmission Guy | et_towers | Towers | dd_join_field | No | Tower | m:n | No |  | NA | No | 20
Transmission Structures | et_guy | Transmission Guy | anchor_type | Anchor Type | dd_phys_field | No | No | No | Yes | Concrete Cross-Plate Double Helix Drive Expansion Log N/A Never-Creep Rock Screw Single Helix Slug Unknown | NA | Yes | 13
Transmission Structures | et_guy | Transmission Guy | owner_name | Owner Name | dd_phys_field | No | No | No | No |  | ds_char16_vector | No | 120
Transmission Structures | et_guy | Transmission Guy | pro_rem_route | Proposed Remove Route | dd_geom_field | chain | No | No | No |  | NA | No | 10
Transmission Structures | et_guy | Transmission Guy | annotation | Annotation | dd_geom_field | text | No | No | No |  | NA | No | 10
Transmission Structures | et_guy | Transmission Guy | pro_rep_annotation | Proposed Replace Annotation | dd_geom_field | text | No | No | No |  | NA | No | 10
Transmission Structures | et_guy | Transmission Guy | pro_aba_annotation | Proposed Abandon Annotation | dd_geom_field | text | No | No | No |  | NA | No | 10
Transmission Structures | et_guy | Transmission Guy | date_installed | Date Installed | dd_phys_field | No | No | No | No |  | ds_date | No | 19
Transmission Structures | et_guy | Transmission Guy | asset_id | Asset ID | dd_phys_field | No | No | No | No |  | ds_char16_vector | No | 40
Transmission Structures | et_guy | Transmission Guy | owner_type | Owner Type | dd_phys_field | No | No | No | Yes | Company Owned Customer Owned Foreign Owned Unknown | NA | Yes | 16
Transmission Structures | et_guy | Transmission Guy | et_poles | Poles | dd_join_field | No | Transmission Pole | m:n | No |  | NA | No | 20
Transmission Structures | et_guy | Transmission Guy | aba_location | Abandoned Location | dd_geom_field | point | No | No | No |  | NA | No | 10
Transmission Structures | et_guy | Transmission Guy | tem_route | Temporary Route | dd_geom_field | chain | No | No | No |  | NA | No | 10
Transmission Structures | et_guy | Transmission Guy | tem_annotation | Temporary Annotation | dd_geom_field | text | No | No | No |  | NA | No | 10
Transmission Structures | et_guy | Transmission Guy | pro_route | Proposed Route | dd_geom_field | chain | No | No | No |  | NA | No | 10
Transmission Structures | et_guy | Transmission Guy | aba_annotation | Abandoned Annotation | dd_geom_field | text | No | No | No |  | NA | No | 10
Transmission Structures | et_tower | Tower | tp_sub_division_code | Sub Division Code | dd_phys_field | No | No | No | Yes | 0 1 2 3 4 5 6 Unknown | NA | No | 10
Transmission Structures | et_tower | Tower | tp_composite_type | Composite Type | dd_phys_field | No | No | No | Yes | EHV + EHV EHV + HV EHV + HV + LV EHV + LV HV + HV HV + LV LV + LV Unknown | NA | No | 10
Transmission Structures | et_tower | Tower | tp_warranty_end_date | Warranty End Date | dd_phys_field | No | No | No | No |  | ds_date | No | 10
Transmission Structures | et_tower | Tower | et_antennas | Antennas | dd_join_field | No | Antenna | 0:N | No |  | NA | No | 20
Transmission Structures | et_tower | Tower | tp_no_of_streel_light | No of Streel Light | dd_phys_field | No | No | No | No |  | integer | No | 10
Transmission Structures | et_tower | Tower | tp_no_of_lv_circuits | No of LV circuits | dd_phys_field | No | No | No | No |  | integer | No | 10
Transmission Structures | et_tower | Tower | exi_annotation | Existing Annotation | dd_geom_field | text | No | No | No |  | NA | No | 10
Transmission Structures | et_tower | Tower | tp_bottom_lhs_line_no | Bottom LHS Line No | dd_phys_field | No | No | No | No |  | integer | No | 10
Transmission Structures | et_tower | Tower | tem_location | Temporary Location | dd_geom_field | point | No | No | No |  | NA | No | 10
Transmission Structures | et_tower | Tower | tp_top_rhs_line_name | Top RHS Line Name | dd_phys_field | No | No | No | No |  | ds_char16_vector | No | 32
Transmission Structures | et_tower | Tower | tp_date_of_commissioning | Date of Commissioning | dd_phys_field | No | No | No | No |  | ds_date | No | 10
Transmission Structures | et_tower | Tower | tp_date_of_creation_in_gis | Date of Creation in GIS | dd_phys_field | No | No | No | No |  | ds_date | No | 10
Transmission Structures | et_tower | Tower | tp_date_of_last_maintenance | Date of Last Maintenance | dd_phys_field | No | No | No | No |  | ds_date | No | 10
Transmission Structures | et_tower | Tower | pro_aba_annotation | Proposed Abandon Annotation | dd_geom_field | text | No | No | No |  | NA | No | 10
Transmission Structures | et_tower | Tower | tp_city | City | dd_phys_field | No | No | No | Yes | Others Unknown | NA | No | 10
Transmission Structures | et_tower | Tower | tp_circle_name | Circle Name | dd_phys_field | No | No | No | Yes | Aska Berhampur Bhanjanagar City City Circle Jeypore Rayagada Raygada Unknown | NA | No | 10
Transmission Structures | et_tower | Tower | tp_bottom_rhs_line_name | Bottom RHS Line Name | dd_phys_field | No | No | No | No |  | ds_char16_vector | No | 32
Transmission Structures | et_tower | Tower | tp_name | Name | dd_phys_field | No | No | No | No |  | ds_char16_vector | No | 250
Transmission Structures | et_tower | Tower | tp_condition | Condition | dd_phys_field | No | No | No | Yes | Broken Fogged Good Needs Attention OK Unknown Very Bad | NA | No | 10
Transmission Structures | et_tower | Tower | tp_la_provided? | LA Provided? | dd_phys_field | No | No | No | Yes | NA No Unknown Yes | NA | No | 10
Transmission Structures | et_tower | Tower | tp_date_of_de_commissioning | Date of De Commissioning | dd_phys_field | No | No | No | No |  | ds_date | No | 10
Transmission Structures | et_tower | Tower | source_id | Source ID | dd_phys_field | No | No | No | No |  | integer | No | 10
Transmission Structures | et_tower | Tower | structure_standard | Structure Standard | dd_phys_field | No | No | No | No |  | ds_char16_vector | No | 15
Transmission Structures | et_tower | Tower | tp_ward_code | Ward Code | dd_phys_field | No | No | No | Yes | 0 1 2 3 4 5 6 Unknown | NA | No | 10
Transmission Structures | et_tower | Tower | class | Class | dd_phys_field | No | No | No | Yes | 1 2 3 H1 H2 H3 H4 H5 H6 Unknown | NA | Yes | 12
Transmission Structures | et_tower | Tower | tp_cut_point? | Cut Point? | dd_phys_field | No | No | No | Yes | NA No Unknown Yes | NA | No | 10
Transmission Structures | et_tower | Tower | et_foreign_attachments | Foreign Attachments | dd_join_field | No | Transmission Foreign Attachment | 0:n | No |  | NA | No | 20
Transmission Structures | et_tower | Tower | bays | Bays | dd_join_field | No | Bay | 0:N | No |  | NA | No | 20
Transmission Structures | et_tower | Tower | use | Use | dd_phys_field | No | No | No | Yes | Tran/Dist Transmission Unknown | NA | Yes | 14
Transmission Structures | et_tower | Tower | remarks_annotation | Remarks Annotation | dd_geom_field | text | No | No | No |  | NA | No | 10
Transmission Structures | et_tower | Tower | span_ahead | Span Ahead | dd_phys_field | No | No | No | No |  | float | No | 10
Transmission Structures | et_tower | Tower | ina_location | Inactive Location | dd_geom_field | point | No | No | No |  | NA | No | 10
Transmission Structures | et_tower | Tower | tp_top_lhs_line_no | Top LHS Line No | dd_phys_field | No | No | No | No |  | integer | No | 10
Transmission Structures | et_tower | Tower | tp_section_name | Section Name | dd_phys_field | No | No | No | Yes | Eso Adava Eso Ambapua Eso Aska-1 Eso B Singipur Eso Badagada Eso Baipariguda Eso Balimela Eso Balipadar Eso Balisira Eso Balliguda Eso Bandhugaon Eso Baunsuni Eso Beguniapada Eso Belaguntha Eso Bhejiput Eso Bissam Ctc Eso Bomakei Eso Boriguma Eso Boudh Eso Budhamba Eso Buguda Eso Chandahandi Eso Chandragiri Eso Chatrapur-i Eso Chatrapur-ii Eso Chikiti Eso Chirikipada Eso Dabugam Eso Daringibadi Eso Dharakote Eso Digapahandi Eso E S O-i Eso E S O-ii Eso E.s.o.no.1 Eso E.s.o.no.2 Eso E.s.o.no.3 Eso G.nuagam-2 Eso G.udayagiri Eso Gandhinagar Eso Ganjam Eso Garabandha Eso Golanthara Eso Gopalpur Eso Gudari Eso Gumma Eso Gumuda Eso Gunupur Eso Gunupur Rural Eso Head Quarter Eso Hinjilicut Eso J N Prasad Eso J.k.pur Eso Jagapur Eso Jharigam Eso Jyp No.1 Eso Jyp No.2 Eso Jyp No.3 Eso K B Pur Eso K S Nagar Eso Kakiriguma Eso Kalimela Eso Kanchuru Eso Kanisi Eso Kanteipally Eso Kasinagar Eso Kasipur Eso Keshpur Eso Khajuripada Eso Khajuripada-i Eso Khallikote Eso Kodala Eso Konkarada Eso Koraput Sec-i Eso Koraput Sec-ii Eso Kosagumuda Eso Kotpad Eso Kukudakhandi Eso Kundra Eso Lanjipally Eso Lathi Eso Laxmipur Eso Luchapada Eso Malkangiri Eso Malud Eso Manamunda Eso Mathili Eso Medical Eso Mohana Eso Muniguda Eso Nabarangpur Eso Nabarangpur Rural Eso Nandapur Eso Nuagam-1 Eso Nuagam-2 Eso Nuapada Eso P S Pur Eso Padmapur Eso Papadahandi Eso Paralakhemundi Eso Parlakhemundi Rural Eso Patrapur Eso Pattangi Eso Pattapur Eso Phiringia Eso Phulbani Eso Pitala Eso Polosara Eso Pudamari Eso Purunakatak Eso R.Udaygiri Eso Raigada Eso Raighar Eso Raikia Eso Rambha Eso Ramnaguda Eso Randhapalli Eso Rayagada Rural Eso Rayagada-1 Eso Rayagada-2 Eso Sheragada Eso Sikarpai Eso Similiguda Eso Soroda Eso Sunabeda Eso Surangi Eso T Khunti Eso Taratarini Eso Therubali Eso Tikabali Eso Tilisingi Eso Tumudibandha Eso Umerkote Eso University Eso Upalada Unknown | NA | No | 10
Transmission Structures | et_tower | Tower | tp_surveyor_remark_id | Tp Surveyor Remark Id | dd_phys_field | No | No | No | No |  | integer | No | 10
Transmission Structures | et_tower | Tower | supporting_circuit_id | Supporting Circuit ID | dd_phys_field | No | No | No | No |  | ds_char16_vector | No | 32
Transmission Structures | et_tower | Tower | tp_bottom_rhs_line_no | Bottom RHS Line No | dd_phys_field | No | No | No | No |  | integer | No | 10
Transmission Structures | et_tower | Tower | manufacturer | Manufacturer | dd_phys_field | No | No | No | Yes | ABB Avon Bell Lumber Bentex Linger Switchgear Bharat Heavy Electricals Capital Meters ECE Elymer Electrics GEC Alsthom General Electric Genus Infrastructures Havells Himachal Energy Hpl Electric & Power Indotech Switchgear & Controls (Delhi) International Paper J.H. Baxter Jaipur Electronics Jnj Powercom Juvas Koppers L.D. McFarland Landis & Gyr Larsen & Toubro Montel Limited North Pacfic Lumber Oeser Other Palmohan Pole Star Powertech Secure Meter SquareD Stella-Jones Suzhou Power Meter Taylor Lumber Unknown Visiontek Westinghouse Weyerhaeuser ZEN | NA | No | 21
Transmission Structures | et_tower | Tower | tp_road_name | Road Name | dd_phys_field | No | No | No | No |  | ds_char16_vector | No | 32
Transmission Structures | et_tower | Tower | tp_work_order_id | Work Order ID | dd_phys_field | No | No | No | No |  | ds_char16_vector | No | 64
Transmission Structures | et_tower | Tower | date_installed | Date Installed | dd_phys_field | No | No | No | No |  | ds_date | No | 19
Transmission Structures | et_tower | Tower | status | Status | dd_phys_field | No | No | No | Yes | Abandoned Existing Inactive Proposed Abandon Proposed Install Proposed Relocate Proposed Remove Proposed Replace Removed Temporary | NA | Yes | 20
Transmission Structures | et_tower | Tower | tp_no_of_ht_circuits | No Of HV Circuits | dd_phys_field | No | No | No | No |  | integer | No | 10
Transmission Structures | et_tower | Tower | pro_rep_location | Proposed Replace Location | dd_geom_field | point | No | No | No |  | NA | No | 10
Transmission Structures | et_tower | Tower | et_structure_nodes | Transmission Structure Nodes | dd_join_field | No | Transmission Structure Node | 0:n | No |  | NA | No | 20
Transmission Structures | et_tower | Tower | pro_location | Proposed Location | dd_geom_field | point | No | No | No |  | NA | No | 10
Transmission Structures | et_tower | Tower | tp_composite_status? | Composite Status? | dd_phys_field | No | No | No | Yes | NA No Unknown Yes | NA | No | 10
Transmission Structures | et_tower | Tower | leg_length4 | Leg Length4 | dd_phys_field | No | No | No | No |  | float | No | 10
Transmission Structures | et_tower | Tower | tp_sub_locality | Sub Locality | dd_phys_field | No | No | No | No |  | ds_char16_vector | No | 32
Transmission Structures | et_tower | Tower | ina_annotation | Inactive Annotation | dd_geom_field | text | No | No | No |  | NA | No | 10
Transmission Structures | et_tower | Tower | aba_annotation | Abandoned Annotation | dd_geom_field | text | No | No | No |  | NA | No | 10
Transmission Structures | et_tower | Tower | aba_location | Abandoned Location | dd_geom_field | point | No | No | No |  | NA | No | 10
Transmission Structures | et_tower | Tower | tp_no_of_st_circuits | No of EHV circuits | dd_phys_field | No | No | No | No |  | integer | No | 10
Transmission Structures | et_tower | Tower | date_manufactured | Date Manufactured | dd_phys_field | No | No | No | No |  | ds_date | No | 10
Transmission Structures | et_tower | Tower | tp_circle_code | Circle Code | dd_phys_field | No | No | No | Yes | 0 21 29 31 34 35 71 Unknown | NA | No | 10
Transmission Structures | et_tower | Tower | structure_standard_description | Structure Standard Description | dd_phys_field | No | No | No | No |  | ds_char16_vector | No | 120
Transmission Structures | et_tower | Tower | annotation | Annotation | dd_geom_field | text | No | No | No |  | NA | No | 10
Transmission Structures | et_tower | Tower | pro_rem_annotation | Proposed Remove Annotation | dd_geom_field | text | No | No | No |  | NA | No | 10
Transmission Structures | et_tower | Tower | location_description_id | Location Description ID | dd_phys_field | No | No | No | No |  | integer | Yes | 10
Transmission Structures | et_tower | Tower | box_arm_ind | Box Arm Ind | dd_phys_field | No | No | No | Yes | No Unknown Yes | NA | No | 9
Transmission Structures | et_tower | Tower | location | Location | dd_geom_field | point | No | No | No |  | NA | No | 10
Transmission Structures | et_tower | Tower | rem_location | Removed Location | dd_geom_field | point | No | No | No |  | NA | No | 10
Transmission Structures | et_tower | Tower | source_data | Source Data | dd_phys_field | No | No | No | No |  | ds_char16_vector | No | 10
Transmission Structures | et_tower | Tower | installation_groups | Installation Groups | dd_join_field | No | Installation Group | 0:N | No |  | NA | No | 20
Transmission Structures | et_tower | Tower | asset_id | Asset ID | dd_phys_field | No | No | No | No |  | ds_char16_vector | No | 40
Transmission Structures | et_tower | Tower | tp_date_of_data_collection | Date of Data collection | dd_phys_field | No | No | No | No |  | ds_char16_vector | No | 32
Transmission Structures | et_tower | Tower | tp_road_cross_guarding? | Road Cross Guarding? | dd_phys_field | No | No | No | Yes | NA No Unknown Yes | NA | No | 10
Transmission Structures | et_tower | Tower | material | Material | dd_phys_field | No | No | No | Yes | Aluminium Concrete Fiberglass Steel Unknown Wood | NA | No | 12
Transmission Structures | et_tower | Tower | tp_danger_board_status? | Danger Board Status? | dd_phys_field | No | No | No | Yes | NA No Unknown Yes | NA | No | 10
Transmission Structures | et_tower | Tower | tp_type_of_insulator_lv | Type of Insulator-LV | dd_phys_field | No | No | No | Yes | AB cable Dead End clamp AB cable Suspension clamp Disc Disc+Pin Guy Mixed Neutral Conductor Binding Pin Shackle Shackle+Pin Unknown | NA | No | 10
Transmission Structures | et_tower | Tower | tp_clearance_from_nearest_house? | Safe Clearence From House? | dd_phys_field | No | No | No | Yes | NA No Unknown Yes | NA | No | 10
Transmission Structures | et_tower | Tower | tp_address | Address | dd_phys_field | No | No | No | No |  | ds_char16_vector | No | 32
Transmission Structures | et_tower | Tower | pro_annotation | Proposed Annotation | dd_geom_field | text | No | No | No |  | NA | No | 10
Transmission Structures | et_tower | Tower | pro_aba_location | Proposed Abandon Location | dd_geom_field | point | No | No | No |  | NA | No | 10
Transmission Structures | et_tower | Tower | tp_nominal_voltage | Nominal Voltage | dd_phys_field | No | No | No | Yes | 0.000 V 110.000 V 120.000 V 208.000 V 220.000 V 230.000 V 240.000 V 415.000 V 2.400 kV 4.160 kV 6.600 kV 8.000 kV 11.000 kV 12.470 kV 23.900 kV 33.000 kV 66.000 kV 115.000 kV 132.000 kV 220.000 kV 433.000 kV | NA | No | 10
Transmission Structures | et_tower | Tower | tp_sag | Sag | dd_phys_field | No | No | No | No |  | integer | No | 10
Transmission Structures | et_tower | Tower | owner_name | Owner Name | dd_phys_field | No | No | No | No |  | ds_char16_vector | No | 120
Transmission Structures | et_tower | Tower | tp_pin_code | Pin Code | dd_phys_field | No | No | No | No |  | integer | No | 10
Transmission Structures | et_tower | Tower | configuration | Configuration | dd_phys_field | No | No | No | Yes | Davet Arm Multi-Pole H-Frame Multi-Pole K-Frame Multi-Pole X-Frame Pin/Post Horizontal Pin/Post Vertical Rigid Steel Steel Lattice Unknown | NA | Yes | 20
Transmission Structures | et_tower | Tower | height | Height(Deprecated) | dd_phys_field | No | No | No | No |  | ds_char16_vector | No | 8
Transmission Structures | et_tower | Tower | tp_street_light_type | Street Light Type | dd_phys_field | No | No | No | Yes | Bulb CFL HPMV HPSV HPSV+CFL LED Tubelight Unknown | NA | No | 10
Transmission Structures | et_tower | Tower | owner_type | Owner Type | dd_phys_field | No | No | No | Yes | Company Owned Customer Owned Foreign Owned Unknown | NA | Yes | 16
Transmission Structures | et_tower | Tower | point_to_point_name | Point To Point Name | dd_derived_field | No | No | No | No |  | ds_char16_vector | No | 120
Transmission Structures | et_tower | Tower | leg_length1 | Leg Length1 | dd_phys_field | No | No | No | No |  | float | No | 10
Transmission Structures | et_tower | Tower | tp_data_collected_by | Data Collected By | dd_phys_field | No | No | No | No |  | ds_char16_vector | No | 32
Transmission Structures | et_tower | Tower | rem_annotation | Removed Annotation | dd_geom_field | text | No | No | No |  | NA | No | 10
Transmission Structures | et_tower | Tower | tp_ground_clearance? | Ground Clearance? | dd_phys_field | No | No | No | Yes | NA No Unknown Yes | NA | No | 10
Transmission Structures | et_tower | Tower | tp_top_lhs_line_name | Top LHS Line Name | dd_phys_field | No | No | No | No |  | ds_char16_vector | No | 32
Transmission Structures | et_tower | Tower | tp_previous_inst_loc | Prev Installed Location | dd_phys_field | No | No | No | No |  | ds_char16_vector | No | 32
Transmission Structures | et_tower | Tower | tp_date_of_lst_updtn | Date Last Updated in GIS | dd_phys_field | No | No | No | No |  | ds_date | No | 10
Transmission Structures | et_tower | Tower | markers | Markers | dd_join_field | No | Marker | M:N | No |  | NA | No | 20
Transmission Structures | et_tower | Tower | tp_time_of_data_coll | Time of data collection | dd_phys_field | No | No | No | No |  | ds_char16_vector | No | 32
Transmission Structures | et_tower | Tower | pro_rem_location | Proposed Remove Location | dd_geom_field | point | No | No | No |  | NA | No | 10
Transmission Structures | et_tower | Tower | top_extension_length | Top Extension Length | dd_phys_field | No | No | No | No |  | float | No | 10
Transmission Structures | et_tower | Tower | tp_earthing_codition? | Earthing Condition | dd_phys_field | No | No | No | Yes | NA No Unknown Yes | NA | No | 10
Transmission Structures | et_tower | Tower | pro_rep_annotation | Proposed Replace Annotation | dd_geom_field | text | No | No | No |  | NA | No | 10
Transmission Structures | et_tower | Tower | tp_sub_division_name | Sub Division Name | dd_phys_field | No | No | No | Yes | Aska Balimela Balliguda Belaguntha Bhanjanagar-i Bhanjanagar-ii Bijipur Bijipur-Industrial Bissam Cuttack Boriguma Boudh Buguda Chatrapur Chikiti Digapahandi G Udayagiri Gopalpur Gumuda Gunupur Hinjilicut JESD-1 JESD-2 Kabisuryanagar Kanisi Kasinagar Khallikote Kodala Koraput Laxmipur Malkangiri Manmunda Mohana Nawarangpur Nuagam Papadahandi Paralakhemundi Phulbani Polasara Purushottampur R Udaygiri Rambha Raygada SDO-1 SDO-2 SDO-3 SDO-4 Sheragada Sorada Sunabeda Therubali Umarkote Unknown Uppalada | NA | No | 10
Transmission Structures | et_tower | Tower | tp_type_of_insulator_ht | Type of Insulator-HV | dd_phys_field | No | No | No | Yes | AB cable Dead End clamp AB cable Suspension clamp Disc Disc+Pin Guy Mixed Neutral Conductor Binding Pin Shackle Shackle+Pin Unknown | NA | No | 10
Transmission Structures | et_tower | Tower | tp_earthing? | Earthing? | dd_phys_field | No | No | No | Yes | NA No Unknown Yes | NA | No | 10
Transmission Structures | et_tower | Tower | remarks_id | Remarks ID | dd_phys_field | No | No | No | No |  | integer | Yes | 10
Transmission Structures | et_tower | Tower | tp_network_type | Network Type | dd_phys_field | No | No | No | Yes | EHV HV LV MV Substation | NA | No | 10
Transmission Structures | et_tower | Tower | tp_bottom_lhs_line_name | Bottom LHS Line Name | dd_phys_field | No | No | No | No |  | ds_char16_vector | No | 32
Transmission Structures | et_tower | Tower | leg_length2 | Leg Length2 | dd_phys_field | No | No | No | No |  | float | No | 10
Transmission Structures | et_tower | Tower | tp_division_name | Division Name | dd_phys_field | No | No | No | Yes | Aska-1 Aska-2 Berhampur Division-1 Berhampur Division-2 Berhampur Division-3 Bhanjanagar Boudh Ganjam North Ganjam South Gunupur Hinjilicut Jeypore Koraput Malkangiri Nawarangpur Paralakhemundi Phulbani Purushottampur Raygada Unknown | NA | No | 10
Transmission Structures | et_tower | Tower | tp_top_rhs_line_no | Top RHS Line No | dd_phys_field | No | No | No | No |  | integer | No | 10
Transmission Structures | et_tower | Tower | tower_height | Tower Height | dd_phys_field | No | No | No | No |  | float | No | 10
Transmission Structures | et_tower | Tower | operating_name | Operating Name | dd_derived_field | No | No | No | No |  | ds_char16_vector | No | 32
Transmission Structures | et_tower | Tower | tp_data_updated_by_in_gis | Data Updated By in GIS | dd_phys_field | No | No | No | No |  | ds_char16_vector | No | 32
Transmission Structures | et_tower | Tower | tp_company_id | Company ID | dd_phys_field | No | No | No | No |  | ds_char16_vector | No | 32
Transmission Structures | et_tower | Tower | span_back | Span Back | dd_phys_field | No | No | No | No |  | float | No | 10
Transmission Structures | et_tower | Tower | tp_local_contact_details | Local Contact Details | dd_phys_field | No | No | No | No |  | ds_char16_vector | No | 64
Transmission Structures | et_tower | Tower | tp_division_code | Division Code | dd_phys_field | No | No | No | Yes | 0 1 2 3 4 5 6 Unknown | NA | No | 10
Transmission Structures | et_tower | Tower | tp_migration_unique_id | Migration Unique Id | dd_phys_field | No | No | No | No |  | ds_char16_vector | No | 32
Transmission Structures | et_tower | Tower | type | Type | dd_phys_field | No | No | No | Yes | Angle Comm Antenna Deadend Double Deadend Guy Sub Heavy Tangent Microwave Running Angle Slack Span DE Strain Substation Suspension Switch Point Tangent Tap Tap and Switch Point Unknown | NA | No | 22
Transmission Structures | et_tower | Tower | tp_locality | Locality | dd_phys_field | No | No | No | No |  | ds_char16_vector | No | 32
Transmission Structures | et_tower | Tower | date_removed | Date Removed | dd_phys_field | No | No | No | No |  | ds_date | No | 10
Transmission Structures | et_tower | Tower | ed_structure_nodes | Distribution Structure Nodes | dd_join_field | No | Distribution Structure Node | 0:n | No |  | NA | No | 20
Transmission Structures | et_tower | Tower | exi_location | Existing Location | dd_geom_field | point | No | No | No |  | NA | No | 10
Transmission Structures | et_tower | Tower | id | Id | dd_phys_field | No | No | No | No |  | integer | Yes | 10
Transmission Structures | et_tower | Tower | leader_line | Leader Line | dd_geom_field | simple_chain | No | No | No |  | NA | No | 10
Transmission Structures | et_tower | Tower | circuit_and_section | Circuit/Section | dd_join_field | No | Circuit | M:N | No |  | NA | No | 20
Transmission Structures | et_tower | Tower | body_extension_length | Body Extension Length | dd_phys_field | No | No | No | No |  | float | No | 10
Transmission Structures | et_tower | Tower | tem_annotation | Temporary Annotation | dd_geom_field | text | No | No | No |  | NA | No | 10
Transmission Structures | et_tower | Tower | number | Number | dd_phys_field | No | No | No | No |  | ds_char16_vector | No | 40
Transmission Structures | et_tower | Tower | tp_extension | Extension | dd_phys_field | No | No | No | No |  | integer | No | 10
Transmission Structures | et_tower | Tower | angle_of_structure | Angle Of Structure | dd_phys_field | No | No | No | No |  | ds_char16_vector | No | 9
Transmission Structures | et_tower | Tower | tp_section_code | Section Code | dd_phys_field | No | No | No | Yes | 0 1 2 3 4 5 6 Unknown | NA | No | 10
Transmission Structures | et_tower | Tower | tp_couping? | Couping? | dd_phys_field | No | No | No | Yes | NA No Unknown Yes | NA | No | 10
Transmission Structures | et_tower | Tower | et_guys | Guys | dd_join_field | No | Transmission Guy | m:n | No |  | NA | No | 20
Transmission Structures | et_tower | Tower | tp_guard_wires? | Guard Wires? | dd_phys_field | No | No | No | Yes | NA No Unknown Yes | NA | No | 10
Transmission Structures | et_tower | Tower | tp_anti_climbimg_device? | Anti Climbimg device? | dd_phys_field | No | No | No | Yes | NA No Unknown Yes | NA | No | 10
Transmission Structures | et_tower | Tower | leg_length3 | Leg Length3 | dd_phys_field | No | No | No | No |  | float | No | 10
Transmission Structures | et_insulator | Transmission Insulator | number | Number | dd_phys_field | No | No | No | No |  | ds_char16_vector | No | 40
Transmission Structures | et_insulator | Transmission Insulator | source_id | Source ID | dd_phys_field | No | No | No | No |  | integer | No | 10
Transmission Structures | et_insulator | Transmission Insulator | pro_location | Proposed Location | dd_geom_field | point | No | No | No |  | NA | No | 10
Transmission Structures | et_insulator | Transmission Insulator | style_subcode | Style Subcode | dd_phys_field | No | No | No | Yes | Abandoned Existing Inactive Proposed Abandon Proposed Install Proposed Relocate Proposed Remove Proposed Replace Removed Temporary | NA | No | 10
Transmission Structures | et_insulator | Transmission Insulator | type | Type | dd_phys_field | No | No | No | Yes | Pin Post Spool Suspension Unknown | NA | Yes | 12
Transmission Structures | et_insulator | Transmission Insulator | owner_type | Owner Type | dd_phys_field | No | No | No | Yes | Company Owned Customer Owned Foreign Owned Unknown | NA | Yes | 16
Transmission Structures | et_insulator | Transmission Insulator | no_of_bells | No Of Bells | dd_phys_field | No | No | No | No |  | integer | No | 10
Transmission Structures | et_insulator | Transmission Insulator | source_data | Source Data | dd_phys_field | No | No | No | No |  | ds_char16_vector | No | 10
Transmission Structures | et_insulator | Transmission Insulator | tem_location | Temporary Location | dd_geom_field | point | No | No | No |  | NA | No | 10
Transmission Structures | et_insulator | Transmission Insulator | et_structure | Structure | dd_join_field | No | Structure | 0:n | No |  | NA | No | 20
Transmission Structures | et_insulator | Transmission Insulator | circuit_and_section | Circuit/Section | dd_join_field | No | Circuit | M:N | No |  | NA | No | 20
Transmission Structures | et_insulator | Transmission Insulator | pro_rem_location | Proposed Remove Location | dd_geom_field | point | No | No | No |  | NA | No | 10
Transmission Structures | et_insulator | Transmission Insulator | id | Id | dd_phys_field | No | No | No | No |  | integer | Yes | 10
Transmission Structures | et_insulator | Transmission Insulator | length | Length | dd_phys_field | No | No | No | No |  | float | No | 10
Transmission Structures | et_insulator | Transmission Insulator | pro_rep_location | Proposed Replace Location | dd_geom_field | point | No | No | No |  | NA | No | 10
Transmission Structures | et_insulator | Transmission Insulator | rem_location | Removed Location | dd_geom_field | point | No | No | No |  | NA | No | 10
Transmission Structures | et_insulator | Transmission Insulator | date_installed | Date Installed | dd_phys_field | No | No | No | No |  | ds_date | No | 19
Transmission Structures | et_insulator | Transmission Insulator | remarks_id | Remarks ID | dd_phys_field | No | No | No | No |  | integer | Yes | 10
Transmission Structures | et_insulator | Transmission Insulator | aba_location | Abandoned Location | dd_geom_field | point | No | No | No |  | NA | No | 10
Transmission Structures | et_insulator | Transmission Insulator | material | Material | dd_phys_field | No | No | No | Yes | Fiberglass Glass Polymer Porcelain Synthetic Unknown | NA | Yes | 12
Transmission Structures | et_insulator | Transmission Insulator | manufacturer | Manufacturer | dd_phys_field | No | No | No | Yes | ABB Avon Bell Lumber Bentex Linger Switchgear Bharat Heavy Electricals Capital Meters ECE Elymer Electrics GEC Alsthom General Electric Genus Infrastructures Havells Himachal Energy Hpl Electric & Power Indotech Switchgear & Controls (Delhi) International Paper J.H. Baxter Jaipur Electronics Jnj Powercom Juvas Koppers L.D. McFarland Landis & Gyr Larsen & Toubro Montel Limited North Pacfic Lumber Oeser Other Palmohan Pole Star Powertech Secure Meter SquareD Stella-Jones Suzhou Power Meter Taylor Lumber Unknown Visiontek Westinghouse Weyerhaeuser ZEN | NA | No | 21
Transmission Structures | et_insulator | Transmission Insulator | owner_name | Owner Name | dd_phys_field | No | No | No | No |  | ds_char16_vector | No | 120
Transmission Structures | et_insulator | Transmission Insulator | pro_aba_location | Proposed Abandon Location | dd_geom_field | point | No | No | No |  | NA | No | 10
Transmission Structures | et_insulator | Transmission Insulator | asset_id | Asset ID | dd_phys_field | No | No | No | No |  | ds_char16_vector | No | 40
Transmission Structures | et_insulator | Transmission Insulator | status | Status | dd_phys_field | No | No | No | Yes | Abandoned Existing Inactive Proposed Abandon Proposed Install Proposed Relocate Proposed Remove Proposed Replace Removed Temporary | NA | Yes | 20
Transmission Structures | et_insulator | Transmission Insulator | ina_location | Inactive Location | dd_geom_field | point | No | No | No |  | NA | No | 10
Transmission Structures | et_insulator | Transmission Insulator | location | Location | dd_geom_field | point | No | No | No |  | NA | No | 10
Transmission Structures | et_insulator | Transmission Insulator | weight | Weight | dd_phys_field | No | No | No | No |  | float | No | 10
Transmission Structures | et_insulator | Transmission Insulator | exi_location | Existing Location | dd_geom_field | point | No | No | No |  | NA | No | 10
Transmission Structures | et_insulator | Transmission Insulator | remarks_annotation | Remarks Annotation | dd_geom_field | text | No | No | No |  | NA | No | 10
Transmission Structures | et_insulator | Transmission Insulator | assembly_type | Assembly Type | dd_phys_field | No | No | No | Yes | Double Deadend Double Suspension Fake Pin Sheave Single Deadend Single Suspension Single Switch Tap Unknown | NA | Yes | 19
Transmission Structures | et_insulator | Transmission Insulator | et_crossarm | Crossarm | dd_join_field | No | Crossarm | 0:n | No |  | NA | No | 20
Transmission Structures | et_foundation | Foundation | pro_rep_location | Proposed Replace Location | dd_geom_field | point | No | No | No |  | NA | No | 10
Transmission Structures | et_foundation | Foundation | remarks_annotation | Remarks Annotation | dd_geom_field | text | No | No | No |  | NA | No | 10
Transmission Structures | et_foundation | Foundation | date_installed | Date Installed | dd_phys_field | No | No | No | No |  | ds_date | No | 19
Transmission Structures | et_foundation | Foundation | tem_annotation | Temporary Annotation | dd_geom_field | text | No | No | No |  | NA | No | 10
Transmission Structures | et_foundation | Foundation | source_data | Source Data | dd_phys_field | No | No | No | No |  | ds_char16_vector | No | 10
Transmission Structures | et_foundation | Foundation | class | Class | dd_phys_field | No | No | No | Yes | Concrete pad Hole Piling Rock Stub Pile Unknown | NA | Yes | 14
Transmission Structures | et_foundation | Foundation | exi_annotation | Existing Annotation | dd_geom_field | text | No | No | No |  | NA | No | 10
Transmission Structures | et_foundation | Foundation | location | Location | dd_geom_field | point | No | No | No |  | NA | No | 10
Transmission Structures | et_foundation | Foundation | pro_rep_annotation | Proposed Replace Annotation | dd_geom_field | text | No | No | No |  | NA | No | 10
Transmission Structures | et_foundation | Foundation | remarks_id | Remarks ID | dd_phys_field | No | No | No | No |  | integer | Yes | 10
Transmission Structures | et_foundation | Foundation | ina_location | Inactive Location | dd_geom_field | point | No | No | No |  | NA | No | 10
Transmission Structures | et_foundation | Foundation | owner_type | Owner Type | dd_phys_field | No | No | No | Yes | Company Owned Customer Owned Foreign Owned Unknown | NA | Yes | 16
Transmission Structures | et_foundation | Foundation | pro_annotation | Proposed Annotation | dd_geom_field | text | No | No | No |  | NA | No | 10
Transmission Structures | et_foundation | Foundation | circuit_and_section | Circuit/Section | dd_join_field | No | Circuit | M:N | No |  | NA | No | 20
Transmission Structures | et_foundation | Foundation | exi_location | Existing Location | dd_geom_field | point | No | No | No |  | NA | No | 10
Transmission Structures | et_foundation | Foundation | annotation | Annotation | dd_geom_field | text | No | No | No |  | NA | No | 10
Transmission Structures | et_foundation | Foundation | status | Status | dd_phys_field | No | No | No | Yes | Abandoned Existing Inactive Proposed Abandon Proposed Install Proposed Relocate Proposed Remove Proposed Replace Removed Temporary | NA | Yes | 20
Transmission Structures | et_foundation | Foundation | treatment | Treatment | dd_phys_field | No | No | No | Yes | Creosote None Pesticide Unknown | NA | Yes | 11
Transmission Structures | et_foundation | Foundation | pro_rem_location | Proposed Remove Location | dd_geom_field | point | No | No | No |  | NA | No | 10
Transmission Structures | et_foundation | Foundation | tem_location | Temporary Location | dd_geom_field | point | No | No | No |  | NA | No | 10
Transmission Structures | et_foundation | Foundation | owner_name | Owner Name | dd_phys_field | No | No | No | No |  | ds_char16_vector | No | 120
Transmission Structures | et_foundation | Foundation | rem_annotation | Removed Annotation | dd_geom_field | text | No | No | No |  | NA | No | 10
Transmission Structures | et_foundation | Foundation | pro_aba_location | Proposed Abandon Location | dd_geom_field | point | No | No | No |  | NA | No | 10
Transmission Structures | et_foundation | Foundation | et_structure | Structure | dd_join_field | No | Structure | 1:n | No |  | NA | Yes | 20
Transmission Structures | et_foundation | Foundation | ina_annotation | Inactive Annotation | dd_geom_field | text | No | No | No |  | NA | No | 10
Transmission Structures | et_foundation | Foundation | id | Id | dd_phys_field | No | No | No | No |  | integer | Yes | 10
Transmission Structures | et_foundation | Foundation | number | Number | dd_phys_field | No | No | No | No |  | ds_char16_vector | No | 40
Transmission Structures | et_foundation | Foundation | leader_line | Leader Line | dd_geom_field | simple_chain | No | No | No |  | NA | No | 10
Transmission Structures | et_foundation | Foundation | aba_location | Abandoned Location | dd_geom_field | point | No | No | No |  | NA | No | 10
Transmission Structures | et_foundation | Foundation | pro_aba_annotation | Proposed Abandon Annotation | dd_geom_field | text | No | No | No |  | NA | No | 10
Transmission Structures | et_foundation | Foundation | pro_location | Proposed Location | dd_geom_field | point | No | No | No |  | NA | No | 10
Transmission Structures | et_foundation | Foundation | pro_rem_annotation | Proposed Remove Annotation | dd_geom_field | text | No | No | No |  | NA | No | 10
Transmission Structures | et_foundation | Foundation | rem_location | Removed Location | dd_geom_field | point | No | No | No |  | NA | No | 10
Transmission Structures | et_foundation | Foundation | source_id | Source ID | dd_phys_field | No | No | No | No |  | integer | No | 10
Transmission Structures | et_foundation | Foundation | aba_annotation | Abandoned Annotation | dd_geom_field | text | No | No | No |  | NA | No | 10
Transmission Structures | et_foundation | Foundation | et_structure_id | Structure ID | dd_phys_field | No | No | No | No |  | integer | Yes | 10
Transmission Structures | et_foundation | Foundation | asset_id | Asset ID | dd_phys_field | No | No | No | No |  | ds_char16_vector | No | 40
Transmission Structures | et_foreign_attachment | Transmission Foreign Attachment | id | Id | dd_phys_field | No | No | No | No |  | integer | Yes | 10
Transmission Structures | et_foreign_attachment | Transmission Foreign Attachment | kind | Kind | dd_phys_field | No | No | No | Yes | Decoration Drop Wire Equipment Fiber Optic - Com Zone Fiber Optic - Power Zone Other Power Supply Signage Unknown Wire Attachment | NA | Yes | 26
Transmission Structures | et_foreign_attachment | Transmission Foreign Attachment | remarks_id | Remarks ID | dd_phys_field | No | No | No | No |  | integer | Yes | 10
Transmission Structures | et_foreign_attachment | Transmission Foreign Attachment | et_pole | Pole | dd_join_field | No | Transmission Pole | 0:n | No |  | NA | No | 20
Transmission Structures | et_foreign_attachment | Transmission Foreign Attachment | leader_line | Leader Line | dd_geom_field | simple_chain | No | No | No |  | NA | No | 10
Transmission Structures | et_foreign_attachment | Transmission Foreign Attachment | source_id | Source ID | dd_phys_field | No | No | No | No |  | integer | No | 10
Transmission Structures | et_foreign_attachment | Transmission Foreign Attachment | elevation | Elevation | dd_phys_field | No | No | No | No |  | float | No | 10
Transmission Structures | et_foreign_attachment | Transmission Foreign Attachment | source_data | Source Data | dd_phys_field | No | No | No | No |  | ds_char16_vector | No | 10
Transmission Structures | et_foreign_attachment | Transmission Foreign Attachment | date_installed | Date Installed | dd_phys_field | No | No | No | No |  | ds_date | No | 19
Transmission Structures | et_foreign_attachment | Transmission Foreign Attachment | et_tower | Tower | dd_join_field | No | Tower | 0:n | No |  | NA | No | 20
Transmission Structures | et_foreign_attachment | Transmission Foreign Attachment | number | Number | dd_phys_field | No | No | No | No |  | ds_char16_vector | No | 15
Transmission Structures | et_foreign_attachment | Transmission Foreign Attachment | company_type | Company Type | dd_phys_field | No | No | No | Yes | BPL Cable TV Customer Electric Utility Fiber Municipal Other Telecommunications Unknown | NA | No | 24
Transmission Structures | et_foreign_attachment | Transmission Foreign Attachment | et_structure | Structure | dd_join_field | No | Structure | 0:n | No |  | NA | No | 20
Transmission Structures | et_foreign_attachment | Transmission Foreign Attachment | annotation | Annotation | dd_geom_field | text | No | No | No |  | NA | No | 10
Transmission Structures | et_foreign_attachment | Transmission Foreign Attachment | company_name | Company Name | dd_phys_field | No | No | No | No |  | ds_char16_vector | No | 120
Transmission Structures | et_foreign_attachment | Transmission Foreign Attachment | remarks_annotation | Remarks Annotation | dd_geom_field | text | No | No | No |  | NA | No | 10
Transmission Structures | et_crossing | Crossing | annotation | Annotation | dd_geom_field | text | No | No | No |  | NA | No | 10
Transmission Structures | et_crossing | Crossing | remarks_annotation | Remarks Annotation | dd_geom_field | text | No | No | No |  | NA | No | 10
Transmission Structures | et_crossing | Crossing | exi_location | Existing Location | dd_geom_field | point | No | No | No |  | NA | No | 10
Transmission Structures | et_crossing | Crossing | ob_to_ub_clearance | Overbuild To Underbuild Clearance | dd_phys_field | No | No | No | No |  | float | No | 10
Transmission Structures | et_crossing | Crossing | crossing_type | Crossing Type | dd_phys_field | No | No | No | Yes | All Ground Line Railroad Underground Unknown Water | NA | Yes | 13
Transmission Structures | et_crossing | Crossing | remarks_id | Remarks ID | dd_phys_field | No | No | No | No |  | integer | Yes | 10
Transmission Structures | et_crossing | Crossing | asset_id | Asset ID | dd_phys_field | No | No | No | No |  | ds_char16_vector | No | 40
Transmission Structures | et_crossing | Crossing | crossing_voltage | Crossing Voltage | dd_phys_field | No | No | No | Yes | 100 kV 110 kV 115 kV 1150 kV 132 kV 138 kV 161 kV 168 kV 220 kV 230 kV 2300 kV 240 kV 345 kV 44 kV 500 kV 525 kV 66 kV 69 kV 72 kV 765 kV Unknown | NA | No | 9
Transmission Structures | et_crossing | Crossing | distance_to_structure | Distance To Structure | dd_phys_field | No | No | No | No |  | float | No | 10
Transmission Structures | et_crossing | Crossing | pro_aba_annotation | Proposed Abandon Annotation | dd_geom_field | text | No | No | No |  | NA | No | 10
Transmission Structures | et_crossing | Crossing | owner_type | Owner Type | dd_phys_field | No | No | No | Yes | Company Owned Customer Owned Foreign Owned Unknown | NA | Yes | 16
Transmission Structures | et_crossing | Crossing | status | Status | dd_phys_field | No | No | No | Yes | Abandoned Existing Inactive Proposed Abandon Proposed Install Proposed Relocate Proposed Remove Proposed Replace Removed Temporary | NA | Yes | 18
Transmission Structures | et_crossing | Crossing | pro_location | Proposed Location | dd_geom_field | point | No | No | No |  | NA | No | 10
Transmission Structures | et_crossing | Crossing | operating_name | Operating Name | dd_derived_field | No | No | No | No |  | ds_char16_vector | No | 32
Transmission Structures | et_crossing | Crossing | number | Number | dd_phys_field | No | No | No | No |  | ds_char16_vector | No | 40
Transmission Structures | et_crossing | Crossing | ina_location | Inactive Location | dd_geom_field | point | No | No | No |  | NA | No | 10
Transmission Structures | et_crossing | Crossing | circuit_and_section | Circuit/Section | dd_join_field | No | Circuit | M:N | No |  | NA | No | 20
Transmission Structures | et_crossing | Crossing | pro_rem_location | Proposed Remove Location | dd_geom_field | point | No | No | No |  | NA | No | 10
Transmission Structures | et_crossing | Crossing | tem_location | Temporary Location | dd_geom_field | point | No | No | No |  | NA | No | 10
Transmission Structures | et_crossing | Crossing | owner_name | Owner Name | dd_phys_field | No | No | No | No |  | ds_char16_vector | No | 120
Transmission Structures | et_crossing | Crossing | pro_rep_annotation | Proposed Replace Annotation | dd_geom_field | text | No | No | No |  | NA | No | 10
Transmission Structures | et_crossing | Crossing | source_data | Source Data | dd_phys_field | No | No | No | No |  | ds_char16_vector | No | 10
Transmission Structures | et_crossing | Crossing | location | Location | dd_geom_field | point | No | No | No |  | NA | No | 10
Transmission Structures | et_crossing | Crossing | tem_annotation | Temporary Annotation | dd_geom_field | text | No | No | No |  | NA | No | 10
Transmission Structures | et_crossing | Crossing | source_id | Source ID | dd_phys_field | No | No | No | No |  | integer | No | 10
Transmission Structures | et_crossing | Crossing | date_installed | Date Installed | dd_phys_field | No | No | No | No |  | ds_date | No | 19
Transmission Structures | et_crossing | Crossing | point_to_point_name | Point To Point Name | dd_derived_field | No | No | No | No |  | ds_char16_vector | No | 120
Transmission Structures | et_crossing | Crossing | ina_annotation | Inactive Annotation | dd_geom_field | text | No | No | No |  | NA | No | 10
Transmission Structures | et_crossing | Crossing | company_wire_code | Company Wire Code | dd_phys_field | No | No | No | No |  | ds_char16_vector | No | 32
Transmission Structures | et_crossing | Crossing | id | Id | dd_phys_field | No | No | No | No |  | integer | Yes | 10
Transmission Structures | et_crossing | Crossing | size_val | Size | dd_phys_field | No | No | No | Yes | 1 1/0 1000 101.8 1033.5 1113 1192.5 1272 134.6 1351 1351.5 1431 1510 1510.5 159 1590 1750 176.9 1780 190.8 2 2/0 2000 2034.5 2057 211.3 2156 2167 2250 2312 250 2500 2515 266.8 2750 3/0 300 3000 336.4 350 3500 397.5 4 4/0 450 477 500 556.5 6 600 605 636 650 666.6 700 715.5 750 795 80 900 954 Unknown | NA | No | 9
Transmission Structures | et_crossing | Crossing | pro_rep_location | Proposed Replace Location | dd_geom_field | point | No | No | No |  | NA | No | 10
Transmission Structures | et_crossing | Crossing | pro_aba_location | Proposed Abandon Location | dd_geom_field | point | No | No | No |  | NA | No | 10
Transmission Structures | et_crossing | Crossing | network_id | Circuit ID | dd_phys_field | No | No | No | No |  | ds_char16_vector | No | 12
Transmission Structures | et_crossing | Crossing | ground_to_trans_clearance | Ground to Trans Clearance | dd_phys_field | No | No | No | No |  | float | No | 10
Transmission Structures | et_crossing | Crossing | stranding | Stranding | dd_phys_field | No | No | No | Yes | 12/7 127 18 18/1 19 24/7 26/7 30/19 30/7 36 36/1 37 4 45/7 48/7 54/19 54/7 6 6/1 61 7 72/7 8 8/1 84/19 91 Unknown | NA | No | 9
Transmission Structures | et_crossing | Crossing | verification_date | Verification Date | dd_phys_field | No | No | No | No |  | ds_date | No | 17
Transmission Structures | et_crossing | Crossing | leader_line | Leader Line | dd_geom_field | simple_chain | No | No | No |  | NA | No | 10
Transmission Structures | et_crossing | Crossing | aba_location | Abandoned Location | dd_geom_field | point | No | No | No |  | NA | No | 10
Transmission Structures | et_crossing | Crossing | temperature | Temperature | dd_phys_field | No | No | No | No |  | float | No | 10
Transmission Structures | et_crossing | Crossing | pro_annotation | Proposed Annotation | dd_geom_field | text | No | No | No |  | NA | No | 10
Transmission Structures | et_crossing | Crossing | pro_rem_annotation | Proposed Remove Annotation | dd_geom_field | text | No | No | No |  | NA | No | 10
Transmission Structures | et_crossing | Crossing | rem_location | Removed Location | dd_geom_field | point | No | No | No |  | NA | No | 10
Transmission Structures | et_crossing | Crossing | aba_annotation | Abandoned Annotation | dd_geom_field | text | No | No | No |  | NA | No | 10
Transmission Structures | et_crossing | Crossing | exi_annotation | Existing Annotation | dd_geom_field | text | No | No | No |  | NA | No | 10
Transmission Structures | et_crossing | Crossing | rem_annotation | Removed Annotation | dd_geom_field | text | No | No | No |  | NA | No | 10
Transmission Structures | et_crossing | Crossing | material | Material | dd_phys_field | No | No | No | Yes | AAC AAC SE ACSR ACSS AL AL EPR AL UNGD CU CU SOL CU TBWP CU UNDGRD CU WELD EHS Galv Steel HS Iron None OPGW SM SSAC Tot Cable Unknown | NA | No | 9
Transmission Structures | et_counterpoise | Counterpoise | terrain | Terrain | dd_phys_field | No | No | No | Yes | Flat Hillside Hilltop Swamp Unknown Urban Valley Water | NA | Yes | 12
Transmission Structures | et_counterpoise | Counterpoise | source_id | Source ID | dd_phys_field | No | No | No | No |  | integer | No | 10
Transmission Structures | et_counterpoise | Counterpoise | pro_rep_location | Proposed Replace Location | dd_geom_field | point | No | No | No |  | NA | No | 10
Transmission Structures | et_counterpoise | Counterpoise | rem_location | Removed Location | dd_geom_field | point | No | No | No |  | NA | No | 10
Transmission Structures | et_counterpoise | Counterpoise | id | Id | dd_phys_field | No | No | No | No |  | integer | Yes | 10
Transmission Structures | et_counterpoise | Counterpoise | tg_maint_date | Tg Maint Date | dd_phys_field | No | No | No | No |  | ds_date | No | 17
Transmission Structures | et_counterpoise | Counterpoise | reading_distance_to_structure | Reading Distance To Structure | dd_phys_field | No | No | No | No |  | float | No | 10
Transmission Structures | et_counterpoise | Counterpoise | soil_type | Soil Type | dd_phys_field | No | No | No | Yes | Clay Clay/Rock Rock Sand Sand/Clay Sand/Clay/Rock Sand/Rock Unknown | NA | Yes | 16
Transmission Structures | et_counterpoise | Counterpoise | pro_rep_annotation | Proposed Replace Annotation | dd_geom_field | text | No | No | No |  | NA | No | 10
Transmission Structures | et_counterpoise | Counterpoise | pro_rep_route | Proposed Replace Route | dd_geom_field | chain | No | No | No |  | NA | No | 10
Transmission Structures | et_counterpoise | Counterpoise | number | Number | dd_phys_field | No | No | No | No |  | ds_char16_vector | No | 40
Transmission Structures | et_counterpoise | Counterpoise | aba_route | Abandoned Route | dd_geom_field | chain | No | No | No |  | NA | No | 10
Transmission Structures | et_counterpoise | Counterpoise | rem_annotation | Removed Annotation | dd_geom_field | text | No | No | No |  | NA | No | 10
Transmission Structures | et_counterpoise | Counterpoise | route | Route | dd_geom_field | chain | No | No | No |  | NA | No | 10
Transmission Structures | et_counterpoise | Counterpoise | location | Location | dd_geom_field | point | No | No | No |  | NA | No | 10
Transmission Structures | et_counterpoise | Counterpoise | exposure | Exposure | dd_phys_field | No | No | No | Yes | Complete Exposed Partial Shielded Unknown | NA | Yes | 10
Transmission Structures | et_counterpoise | Counterpoise | soil_resistivity_reading | Soil Resistivity Reading | dd_phys_field | No | No | No | No |  | float | No | 10
Transmission Structures | et_counterpoise | Counterpoise | rem_route | Removed Route | dd_geom_field | chain | No | No | No |  | NA | No | 10
Transmission Structures | et_counterpoise | Counterpoise | pro_rem_annotation | Proposed Remove Annotation | dd_geom_field | text | No | No | No |  | NA | No | 10
Transmission Structures | et_counterpoise | Counterpoise | leader_line | Leader Line | dd_geom_field | simple_chain | No | No | No |  | NA | No | 10
Transmission Structures | et_counterpoise | Counterpoise | length_for_leg_3 | Length for Leg 3 | dd_phys_field | No | No | No | No |  | float | No | 10
Transmission Structures | et_counterpoise | Counterpoise | exi_annotation | Existing Annotation | dd_geom_field | text | No | No | No |  | NA | No | 10
Transmission Structures | et_counterpoise | Counterpoise | status | Status | dd_phys_field | No | No | No | Yes | Abandoned Existing Inactive Proposed Abandon Proposed Install Proposed Relocate Proposed Remove Proposed Replace Removed Temporary | NA | Yes | 18
Transmission Structures | et_counterpoise | Counterpoise | annotation | Annotation | dd_geom_field | text | No | No | No |  | NA | No | 10
Transmission Structures | et_counterpoise | Counterpoise | remarks_annotation | Remarks Annotation | dd_geom_field | text | No | No | No |  | NA | No | 10
Transmission Structures | et_counterpoise | Counterpoise | exi_location | Existing Location | dd_geom_field | point | No | No | No |  | NA | No | 10
Transmission Structures | et_counterpoise | Counterpoise | circuit_and_section | Circuit/Section | dd_join_field | No | Circuit | M:N | No |  | NA | No | 20
Transmission Structures | et_counterpoise | Counterpoise | pro_location | Proposed Location | dd_geom_field | point | No | No | No |  | NA | No | 10
Transmission Structures | et_counterpoise | Counterpoise | moisture | Moisture | dd_phys_field | No | No | No | Yes | Dry Moist Unknown Very Dry Wet | NA | Yes | 10
Transmission Structures | et_counterpoise | Counterpoise | remarks_id | Remarks ID | dd_phys_field | No | No | No | No |  | integer | Yes | 10
Transmission Structures | et_counterpoise | Counterpoise | ground_quantity | Ground Quantity | dd_phys_field | No | No | No | No |  | integer | No | 10
Transmission Structures | et_counterpoise | Counterpoise | tg_maint_reading | Tg Maint Reading | dd_phys_field | No | No | No | No |  | float | No | 10
Transmission Structures | et_counterpoise | Counterpoise | pro_rem_location | Proposed Remove Location | dd_geom_field | point | No | No | No |  | NA | No | 10
Transmission Structures | et_counterpoise | Counterpoise | exi_route | Existing Route | dd_geom_field | chain | No | No | No |  | NA | No | 10
Transmission Structures | et_counterpoise | Counterpoise | ina_route | Inactive Route | dd_geom_field | chain | No | No | No |  | NA | No | 10
Transmission Structures | et_counterpoise | Counterpoise | pro_aba_route | Proposed Abandon Route | dd_geom_field | chain | No | No | No |  | NA | No | 10
Transmission Structures | et_counterpoise | Counterpoise | ina_location | Inactive Location | dd_geom_field | point | No | No | No |  | NA | No | 10
Transmission Structures | et_counterpoise | Counterpoise | pro_annotation | Proposed Annotation | dd_geom_field | text | No | No | No |  | NA | No | 10
Transmission Structures | et_counterpoise | Counterpoise | temperature | Temperature | dd_phys_field | No | No | No | No |  | float | No | 10
Transmission Structures | et_counterpoise | Counterpoise | owner_name | Owner Name | dd_phys_field | No | No | No | No |  | ds_char16_vector | No | 120
Transmission Structures | et_counterpoise | Counterpoise | source_data | Source Data | dd_phys_field | No | No | No | No |  | ds_char16_vector | No | 10
Transmission Structures | et_counterpoise | Counterpoise | pro_aba_location | Proposed Abandon Location | dd_geom_field | point | No | No | No |  | NA | No | 10
Transmission Structures | et_counterpoise | Counterpoise | tg_before_reading | Tg Before Reading | dd_phys_field | No | No | No | No |  | float | No | 10
Transmission Structures | et_counterpoise | Counterpoise | pro_rem_route | Proposed Remove Route | dd_geom_field | chain | No | No | No |  | NA | No | 10
Transmission Structures | et_counterpoise | Counterpoise | ina_annotation | Inactive Annotation | dd_geom_field | text | No | No | No |  | NA | No | 10
Transmission Structures | et_counterpoise | Counterpoise | length_for_leg_2 | Length for Leg 2 | dd_phys_field | No | No | No | No |  | float | No | 10
Transmission Structures | et_counterpoise | Counterpoise | pro_aba_annotation | Proposed Abandon Annotation | dd_geom_field | text | No | No | No |  | NA | No | 10
Transmission Structures | et_counterpoise | Counterpoise | owner_type | Owner Type | dd_phys_field | No | No | No | Yes | Company Owned Customer Owned Foreign Owned Unknown | NA | Yes | 16
Transmission Structures | et_counterpoise | Counterpoise | date_installed | Date Installed | dd_phys_field | No | No | No | No |  | ds_date | No | 19
Transmission Structures | et_counterpoise | Counterpoise | length_for_leg_4 | Length for Leg 4 | dd_phys_field | No | No | No | No |  | float | No | 10
Transmission Structures | et_counterpoise | Counterpoise | tem_location | Temporary Location | dd_geom_field | point | No | No | No |  | NA | No | 10
Transmission Structures | et_counterpoise | Counterpoise | asset_id | Asset ID | dd_phys_field | No | No | No | No |  | ds_char16_vector | No | 40
Transmission Structures | et_counterpoise | Counterpoise | length_for_leg_1 | Length for Leg 1 | dd_phys_field | No | No | No | No |  | float | No | 10
Transmission Structures | et_counterpoise | Counterpoise | tg_before_date | Tg Before Date | dd_phys_field | No | No | No | No |  | ds_date | No | 17
Transmission Structures | et_counterpoise | Counterpoise | tg_after_reading | Tg After Reading | dd_phys_field | No | No | No | No |  | float | No | 10
Transmission Structures | et_counterpoise | Counterpoise | pro_route | Proposed Route | dd_geom_field | chain | No | No | No |  | NA | No | 10
Transmission Structures | et_counterpoise | Counterpoise | tem_route | Temporary Route | dd_geom_field | chain | No | No | No |  | NA | No | 10
Transmission Structures | et_counterpoise | Counterpoise | tem_annotation | Temporary Annotation | dd_geom_field | text | No | No | No |  | NA | No | 10
Transmission Structures | et_counterpoise | Counterpoise | aba_location | Abandoned Location | dd_geom_field | point | No | No | No |  | NA | No | 10
Transmission Structures | et_counterpoise | Counterpoise | aba_annotation | Abandoned Annotation | dd_geom_field | text | No | No | No |  | NA | No | 10
Transmission Structures | et_counterpoise | Counterpoise | tg_after_date | Tg After Date | dd_phys_field | No | No | No | No |  | ds_date | No | 17
Transmission Structures | et_antenna | Antenna | source_id | Source ID | dd_phys_field | No | No | No | No |  | integer | No | 10
Transmission Structures | et_antenna | Antenna | pro_rem_annotation | Proposed Remove Annotation | dd_geom_field | text | No | No | No |  | NA | No | 10
Transmission Structures | et_antenna | Antenna | point_to_point_name | Point To Point Name | dd_derived_field | No | No | No | No |  | ds_char16_vector | No | 120
Transmission Structures | et_antenna | Antenna | elevation_theta | Elevation | dd_phys_field | No | No | No | No |  | float | No | 10
Transmission Structures | et_antenna | Antenna | exi_location | Existing Location | dd_geom_field | point | No | No | No |  | NA | No | 10
Transmission Structures | et_antenna | Antenna | pro_rep_annotation | Proposed Replace Annotation | dd_geom_field | text | No | No | No |  | NA | No | 10
Transmission Structures | et_antenna | Antenna | pro_rep_location | Proposed Replace Location | dd_geom_field | point | No | No | No |  | NA | No | 10
Transmission Structures | et_antenna | Antenna | ina_location | Inactive Location | dd_geom_field | point | No | No | No |  | NA | No | 10
Transmission Structures | et_antenna | Antenna | quantity | Quantity | dd_phys_field | No | No | No | No |  | integer | No | 10
Transmission Structures | et_antenna | Antenna | type | Type | dd_phys_field | No | No | No | Yes | PCS Radio Unknown | NA | Yes | 12
Transmission Structures | et_antenna | Antenna | leader_line | Leader Line | dd_geom_field | simple_chain | No | No | No |  | NA | No | 10
Transmission Structures | et_antenna | Antenna | elevation | Elevation(Deprecated) | dd_phys_field | No | No | No | No |  | float | No | 10
Transmission Structures | et_antenna | Antenna | pro_rem_location | Proposed Remove Location | dd_geom_field | point | No | No | No |  | NA | No | 10
Transmission Structures | et_antenna | Antenna | pro_location | Proposed Location | dd_geom_field | point | No | No | No |  | NA | No | 10
Transmission Structures | et_antenna | Antenna | asset_id | Asset ID | dd_phys_field | No | No | No | No |  | ds_char16_vector | No | 40
Transmission Structures | et_antenna | Antenna | source_data | Source Data | dd_phys_field | No | No | No | No |  | ds_char16_vector | No | 10
Transmission Structures | et_antenna | Antenna | annotation | Annotation | dd_geom_field | text | No | No | No |  | NA | No | 10
Transmission Structures | et_antenna | Antenna | rem_annotation | Removed Annotation | dd_geom_field | text | No | No | No |  | NA | No | 10
Transmission Structures | et_antenna | Antenna | contract_reference | Contract Reference | dd_phys_field | No | No | No | No |  | ds_char16_vector | No | 30
Transmission Structures | et_antenna | Antenna | pro_aba_location | Proposed Abandon Location | dd_geom_field | point | No | No | No |  | NA | No | 10
Transmission Structures | et_antenna | Antenna | owner_name | Owner Name | dd_phys_field | No | No | No | No |  | ds_char16_vector | No | 120
Transmission Structures | et_antenna | Antenna | structure | Structure | dd_join_field | No | Building | 0:N | No |  | NA | No | 20
Transmission Structures | et_antenna | Antenna | remarks_id | Remarks ID | dd_phys_field | No | No | No | No |  | integer | Yes | 10
Transmission Structures | et_antenna | Antenna | rem_location | Removed Location | dd_geom_field | point | No | No | No |  | NA | No | 10
Transmission Structures | et_antenna | Antenna | location | Location | dd_geom_field | point | No | No | No |  | NA | No | 10
Transmission Structures | et_antenna | Antenna | remarks_annotation | Remarks Annotation | dd_geom_field | text | No | No | No |  | NA | No | 10
Transmission Structures | et_antenna | Antenna | tem_location | Temporary Location | dd_geom_field | point | No | No | No |  | NA | No | 10
Transmission Structures | et_antenna | Antenna | tem_annotation | Temporary Annotation | dd_geom_field | text | No | No | No |  | NA | No | 10
Transmission Structures | et_antenna | Antenna | status | Status | dd_phys_field | No | No | No | Yes | Abandoned Existing Inactive Proposed Abandon Proposed Install Proposed Relocate Proposed Remove Proposed Replace Removed Temporary | NA | Yes | 18
Transmission Structures | et_antenna | Antenna | number | Number | dd_phys_field | No | No | No | No |  | ds_char16_vector | No | 40
Transmission Structures | et_antenna | Antenna | ina_annotation | Inactive Annotation | dd_geom_field | text | No | No | No |  | NA | No | 10
Transmission Structures | et_antenna | Antenna | aba_location | Abandoned Location | dd_geom_field | point | No | No | No |  | NA | No | 10
Transmission Structures | et_antenna | Antenna | aba_annotation | Abandoned Annotation | dd_geom_field | text | No | No | No |  | NA | No | 10
Transmission Structures | et_antenna | Antenna | owner_type | Owner Type | dd_phys_field | No | No | No | Yes | Company Owned Customer Owned Foreign Owned Unknown | NA | Yes | 16
Transmission Structures | et_antenna | Antenna | exi_annotation | Existing Annotation | dd_geom_field | text | No | No | No |  | NA | No | 10
Transmission Structures | et_antenna | Antenna | id | Id | dd_phys_field | No | No | No | No |  | integer | Yes | 10
Transmission Structures | et_antenna | Antenna | operating_name | Operating Name | dd_derived_field | No | No | No | No |  | ds_char16_vector | No | 32
Transmission Structures | et_antenna | Antenna | pro_aba_annotation | Proposed Abandon Annotation | dd_geom_field | text | No | No | No |  | NA | No | 10
Transmission Structures | et_antenna | Antenna | date_installed | Date Installed | dd_phys_field | No | No | No | No |  | ds_date | No | 19
Transmission Structures | et_antenna | Antenna | pro_annotation | Proposed Annotation | dd_geom_field | text | No | No | No |  | NA | No | 10
Transmission Structures | et_transmission_row | Transmission Right Of Way | tem_extent | Temporary Extent | dd_geom_field | simple_area | No | No | No |  | NA | No | 10
Transmission Structures | et_transmission_row | Transmission Right Of Way | aba_extent | Abandoned Extent | dd_geom_field | simple_area | No | No | No |  | NA | No | 10
Transmission Structures | et_transmission_row | Transmission Right Of Way | pro_aba_location | Proposed Abandon Location | dd_geom_field | simple_point | No | No | No |  | NA | No | 10
Transmission Structures | et_transmission_row | Transmission Right Of Way | pro_extent | Proposed Extent | dd_geom_field | simple_area | No | No | No |  | NA | No | 10
Transmission Structures | et_transmission_row | Transmission Right Of Way | structure_number | Structure Number | dd_phys_field | No | No | No | No |  | ds_char16_vector | No | 40
Transmission Structures | et_transmission_row | Transmission Right Of Way | pro_aba_extent | Proposed Abandon Extent | dd_geom_field | simple_area | No | No | No |  | NA | No | 10
Transmission Structures | et_transmission_row | Transmission Right Of Way | rem_extent | Removed Extent | dd_geom_field | simple_area | No | No | No |  | NA | No | 10
Transmission Structures | et_transmission_row | Transmission Right Of Way | date_installed | Date Installed | dd_phys_field | No | No | No | No |  | ds_date | No | 19
Transmission Structures | et_transmission_row | Transmission Right Of Way | pro_rem_extent | Proposed Remove Extent | dd_geom_field | simple_area | No | No | No |  | NA | No | 10
Transmission Structures | et_transmission_row | Transmission Right Of Way | exi_extent | Existing Extent | dd_geom_field | simple_area | No | No | No |  | NA | No | 10
Transmission Structures | et_transmission_row | Transmission Right Of Way | pro_rep_extent | Proposed Replace Extent | dd_geom_field | simple_area | No | No | No |  | NA | No | 10
Transmission Structures | et_transmission_row | Transmission Right Of Way | exi_annotation | Existing Annotation | dd_geom_field | text | No | No | No |  | NA | No | 10
Transmission Structures | et_transmission_row | Transmission Right Of Way | annotation_other | Other Annotation | dd_geom_field | text | No | No | No |  | NA | No | 10
Transmission Structures | et_transmission_row | Transmission Right Of Way | total_area | Total Area | dd_derived_field | No | No | No | No |  | float | No | 10
Transmission Structures | et_transmission_row | Transmission Right Of Way | pro_rem_annotation | Proposed Remove Annotation | dd_geom_field | text | No | No | No |  | NA | No | 10
Transmission Structures | et_transmission_row | Transmission Right Of Way | rem_location | Removed Location | dd_geom_field | simple_point | No | No | No |  | NA | No | 10
Transmission Structures | et_transmission_row | Transmission Right Of Way | pro_annotation | Proposed Annotation | dd_geom_field | text | No | No | No |  | NA | No | 10
Transmission Structures | et_transmission_row | Transmission Right Of Way | location_hv | HV Location | dd_geom_field | simple_point | No | No | No |  | NA | No | 10
Transmission Structures | et_transmission_row | Transmission Right Of Way | tem_location | Temporary Location | dd_geom_field | simple_point | No | No | No |  | NA | No | 10
Transmission Structures | et_transmission_row | Transmission Right Of Way | style_subcode | Style Subcode | dd_phys_field | No | No | No | Yes | Abandoned Existing Inactive Proposed Abandon Proposed Install Proposed Relocate Proposed Remove Proposed Replace Removed Temporary | NA | No | 10
Transmission Structures | et_transmission_row | Transmission Right Of Way | ina_location | Inactive Location | dd_geom_field | simple_point | No | No | No |  | NA | No | 10
Transmission Structures | et_transmission_row | Transmission Right Of Way | location_other | Other Location | dd_geom_field | simple_point | No | No | No |  | NA | No | 10
Transmission Structures | et_transmission_row | Transmission Right Of Way | remarks_annotation | Remarks Annotation | dd_geom_field | text | No | No | No |  | NA | No | 10
Transmission Structures | et_transmission_row | Transmission Right Of Way | pro_aba_annotation | Proposed Abandon Annotation | dd_geom_field | text | No | No | No |  | NA | No | 10
Transmission Structures | et_transmission_row | Transmission Right Of Way | aba_annotation | Abandoned Annotation | dd_geom_field | text | No | No | No |  | NA | No | 10
Transmission Structures | et_transmission_row | Transmission Right Of Way | rem_annotation | Removed Annotation | dd_geom_field | text | No | No | No |  | NA | No | 10
Transmission Structures | et_transmission_row | Transmission Right Of Way | ina_extent | Inactive Extent | dd_geom_field | simple_area | No | No | No |  | NA | No | 10
Transmission Structures | et_transmission_row | Transmission Right Of Way | extent | Extent | dd_geom_field | simple_area | No | No | No |  | NA | No | 10
Transmission Structures | et_transmission_row | Transmission Right Of Way | owner_name | Owner Name | dd_phys_field | No | No | No | No |  | ds_char16_vector | No | 120
Transmission Structures | et_transmission_row | Transmission Right Of Way | leader_line | Leader Line | dd_geom_field | simple_chain | No | No | No |  | NA | No | 10
Transmission Structures | et_transmission_row | Transmission Right Of Way | extent_hv | HV Extent | dd_geom_field | simple_area | No | No | No |  | NA | No | 10
Transmission Structures | et_transmission_row | Transmission Right Of Way | pro_rep_annotation | Proposed Replace Annotation | dd_geom_field | text | No | No | No |  | NA | No | 10
Transmission Structures | et_transmission_row | Transmission Right Of Way | pro_rem_location | Proposed Remove Location | dd_geom_field | simple_point | No | No | No |  | NA | No | 10
Transmission Structures | et_transmission_row | Transmission Right Of Way | pro_rep_location | Proposed Replace Location | dd_geom_field | simple_point | No | No | No |  | NA | No | 10
Transmission Structures | et_transmission_row | Transmission Right Of Way | clearing_status | Clearing Status | dd_phys_field | No | No | No | Yes | Cleared Cleared/unoccupied Uncleared/unoccupied Unknown | NA | No | 22
Transmission Structures | et_transmission_row | Transmission Right Of Way | tem_annotation | Temporary Annotation | dd_geom_field | text | No | No | No |  | NA | No | 10
Transmission Structures | et_transmission_row | Transmission Right Of Way | network_type | Network Type | dd_phys_field | No | No | No | Yes | EHV HV LV MV Substation | NA | Yes | 10
Transmission Structures | et_transmission_row | Transmission Right Of Way | source_data | Source Data | dd_phys_field | No | No | No | No |  | ds_char16_vector | No | 36
Transmission Structures | et_transmission_row | Transmission Right Of Way | exi_location | Existing Location | dd_geom_field | simple_point | No | No | No |  | NA | No | 10
Transmission Structures | et_transmission_row | Transmission Right Of Way | location | Location | dd_geom_field | simple_point | No | No | No |  | NA | No | 10
Transmission Structures | et_transmission_row | Transmission Right Of Way | type | Type | dd_phys_field | No | No | No | Yes | Agreement Auto-generated Unknown | NA | Yes | 16
Transmission Structures | et_transmission_row | Transmission Right Of Way | annotation_hv | HV Annotation | dd_geom_field | text | No | No | No |  | NA | No | 10
Transmission Structures | et_transmission_row | Transmission Right Of Way | status | Status | dd_phys_field | No | No | No | Yes | Abandoned Existing Inactive Proposed Abandon Proposed Install Proposed Relocate Proposed Remove Proposed Replace Removed Temporary | NA | Yes | 20
Transmission Structures | et_transmission_row | Transmission Right Of Way | id | Id | dd_phys_field | No | No | No | No |  | integer | Yes | 10
Transmission Structures | et_transmission_row | Transmission Right Of Way | extent_other | Other Extent | dd_geom_field | simple_area | No | No | No |  | NA | No | 10
Transmission Structures | et_transmission_row | Transmission Right Of Way | pro_location | Proposed Location | dd_geom_field | simple_point | No | No | No |  | NA | No | 10
Transmission Structures | et_transmission_row | Transmission Right Of Way | ina_annotation | Inactive Annotation | dd_geom_field | text | No | No | No |  | NA | No | 10
Transmission Structures | et_transmission_row | Transmission Right Of Way | source_id | Source ID | dd_phys_field | No | No | No | No |  | integer | No | 10
Transmission Structures | et_transmission_row | Transmission Right Of Way | remarks_id | Remarks ID | dd_phys_field | No | No | No | No |  | integer | Yes | 10
Transmission Structures | et_transmission_row | Transmission Right Of Way | aba_location | Abandoned Location | dd_geom_field | simple_point | No | No | No |  | NA | No | 10
Transmission Structures | et_transmission_row | Transmission Right Of Way | annotation | Annotation | dd_geom_field | text | No | No | No |  | NA | No | 10
Transmission Structures | et_transmission_row | Transmission Right Of Way | owner_type | Owner Type | dd_phys_field | No | No | No | Yes | Company Owned Customer Owned Foreign Owned Unknown | NA | Yes | 16
Transmission Structures | et_crossarm | Crossarm | remarks_annotation | Remarks Annotation | dd_geom_field | text | No | No | No |  | NA | No | 10
Transmission Structures | et_crossarm | Crossarm | size_val | Size | dd_phys_field | No | No | No | No |  | float | No | 10
Transmission Structures | et_crossarm | Crossarm | location_description_id | Location Description ID | dd_phys_field | No | No | No | No |  | integer | Yes | 10
Transmission Structures | et_crossarm | Crossarm | source_id | Source ID | dd_phys_field | No | No | No | No |  | integer | No | 10
Transmission Structures | et_crossarm | Crossarm | number | Number | dd_phys_field | No | No | No | No |  | ds_char16_vector | No | 40
Transmission Structures | et_crossarm | Crossarm | owner_type | Owner Type | dd_phys_field | No | No | No | Yes | Company Owned Customer Owned Foreign Owned Unknown | NA | Yes | 16
Transmission Structures | et_crossarm | Crossarm | et_structure | Structure | dd_join_field | No | Structure | 1:n | No |  | NA | Yes | 20
Transmission Structures | et_crossarm | Crossarm | asset_id | Asset ID | dd_phys_field | No | No | No | No |  | ds_char16_vector | No | 40
Transmission Structures | et_crossarm | Crossarm | date_installed | Date Installed | dd_phys_field | No | No | No | No |  | ds_date | No | 19
Transmission Structures | et_crossarm | Crossarm | class | Class | dd_phys_field | No | No | No | Yes | Bracket Bridge Cross Arm Strut Unknown Wishbone | NA | Yes | 11
Transmission Structures | et_crossarm | Crossarm | material | Material | dd_phys_field | No | No | No | Yes | Fiberglass Laminated Steel Unknown Wood | NA | Yes | 12
Transmission Structures | et_crossarm | Crossarm | remarks_id | Remarks ID | dd_phys_field | No | No | No | No |  | integer | Yes | 10
Transmission Structures | et_crossarm | Crossarm | source_data | Source Data | dd_phys_field | No | No | No | No |  | ds_char16_vector | No | 10
Transmission Structures | et_crossarm | Crossarm | et_structure_id | Structure ID | dd_phys_field | No | No | No | No |  | integer | Yes | 10
Transmission Structures | et_crossarm | Crossarm | id | Id | dd_phys_field | No | No | No | No |  | integer | Yes | 10
Transmission Structures | et_crossarm | Crossarm | treatment | Treatment | dd_phys_field | No | No | No | Yes | ACA ACZA CCA Creosote CuN Pentachlorophenol Unknown | NA | Yes | 19
Transmission Structures | et_crossarm | Crossarm | owner_name | Owner Name | dd_phys_field | No | No | No | No |  | ds_char16_vector | No | 120
Transmission Structures | et_crossarm | Crossarm | et_insulators | Insulators | dd_join_field | No | Transmission Insulator | 0:n | No |  | NA | No | 20
Transmission Structures | et_crossarm | Crossarm | circuit_and_section | Circuit/Section | dd_join_field | No | Circuit | M:N | No |  | NA | No | 20
Transmission Structures | et_crossarm | Crossarm | status | Status | dd_phys_field | No | No | No | Yes | Abandoned Existing Inactive Proposed Abandon Proposed Install Proposed Relocate Proposed Remove Proposed Replace Removed Temporary | NA | Yes | 20
Transmission Structures | et_pole | Transmission Pole | et_structure | Structure | dd_join_field | No | Structure | 0:n | No |  | NA | No | 20
Transmission Structures | et_pole | Transmission Pole | pro_rem_location | Proposed Remove Location | dd_geom_field | point | No | No | No |  | NA | No | 10
Transmission Structures | et_pole | Transmission Pole | supporting_circuit_id | Supporting Circuit ID | dd_phys_field | No | No | No | No |  | ds_char16_vector | No | 32
Transmission Structures | et_pole | Transmission Pole | remarks_id | Remarks ID | dd_phys_field | No | No | No | No |  | integer | Yes | 10
Transmission Structures | et_pole | Transmission Pole | pole_height | Height | dd_phys_field | No | No | No | Yes | 10 11 12 13 14 15 16 50 55 60 65 7 70 75 8 9 Unknown | NA | No | 10
Transmission Structures | et_pole | Transmission Pole | owner_name | Owner Name | dd_phys_field | No | No | No | No |  | ds_char16_vector | No | 120
Transmission Structures | et_pole | Transmission Pole | manufacturer | Manufacturer | dd_phys_field | No | No | No | Yes | ABB Avon Bell Lumber Bentex Linger Switchgear Bharat Heavy Electricals Capital Meters ECE Elymer Electrics GEC Alsthom General Electric Genus Infrastructures Havells Himachal Energy Hpl Electric & Power Indotech Switchgear & Controls (Delhi) International Paper J.H. Baxter Jaipur Electronics Jnj Powercom Juvas Koppers L.D. McFarland Landis & Gyr Larsen & Toubro Montel Limited North Pacfic Lumber Oeser Other Palmohan Pole Star Powertech Secure Meter SquareD Stella-Jones Suzhou Power Meter Taylor Lumber Unknown Visiontek Westinghouse Weyerhaeuser ZEN | NA | No | 21
Transmission Structures | et_pole | Transmission Pole | pro_rem_annotation | Proposed Remove Annotation | dd_geom_field | text | No | No | No |  | NA | No | 10
Transmission Structures | et_pole | Transmission Pole | date_installed | Date Installed | dd_phys_field | No | No | No | No |  | ds_date | No | 19
Transmission Structures | et_pole | Transmission Pole | rem_location | Removed Location | dd_geom_field | point | No | No | No |  | NA | No | 10
Transmission Structures | et_pole | Transmission Pole | material | Material | dd_phys_field | No | No | No | Yes | Aluminium Concrete Douglas Fir Fiberglass Laminate Southern Yellow Pine Steel Unknown Western Red Cedar Wood | NA | No | 22
Transmission Structures | et_pole | Transmission Pole | date_removed | Date Removed | dd_phys_field | No | No | No | No |  | ds_date | No | 10
Transmission Structures | et_pole | Transmission Pole | ina_annotation | Inactive Annotation | dd_geom_field | text | No | No | No |  | NA | No | 10
Transmission Structures | et_pole | Transmission Pole | ed_structure_nodes | Distribution Structure Nodes | dd_join_field | No | Distribution Structure Node | 0:n | No |  | NA | No | 20
Transmission Structures | et_pole | Transmission Pole | use | Use | dd_phys_field | No | No | No | Yes | Tran/Dist Transmission Unknown | NA | Yes | 14
Transmission Structures | et_pole | Transmission Pole | owner_type | Owner Type | dd_phys_field | No | No | No | Yes | Company Owned Customer Owned Foreign Owned Unknown | NA | Yes | 16
Transmission Structures | et_pole | Transmission Pole | span_ahead | Span Ahead | dd_phys_field | No | No | No | No |  | float | No | 10
Transmission Structures | et_pole | Transmission Pole | pro_rep_annotation | Proposed Replace Annotation | dd_geom_field | text | No | No | No |  | NA | No | 10
Transmission Structures | et_pole | Transmission Pole | span_back | Span Back | dd_phys_field | No | No | No | No |  | float | No | 10
Transmission Structures | et_pole | Transmission Pole | pro_location | Proposed Location | dd_geom_field | point | No | No | No |  | NA | No | 10
Transmission Structures | et_pole | Transmission Pole | date_manufactured | Date Manufactured | dd_phys_field | No | No | No | No |  | ds_date | No | 10
Transmission Structures | et_pole | Transmission Pole | annotation | Annotation | dd_geom_field | text | No | No | No |  | NA | No | 10
Transmission Structures | et_pole | Transmission Pole | asset_id | Asset ID | dd_phys_field | No | No | No | No |  | ds_char16_vector | No | 40
Transmission Structures | et_pole | Transmission Pole | structure_standard_description | Structure Standard Description | dd_phys_field | No | No | No | No |  | ds_char16_vector | No | 120
Transmission Structures | et_pole | Transmission Pole | pro_aba_location | Proposed Abandon Location | dd_geom_field | point | No | No | No |  | NA | No | 10
Transmission Structures | et_pole | Transmission Pole | exi_location | Existing Location | dd_geom_field | point | No | No | No |  | NA | No | 10
Transmission Structures | et_pole | Transmission Pole | bays | Bays | dd_join_field | No | Bay | 0:N | No |  | NA | No | 20
Transmission Structures | et_pole | Transmission Pole | installation_groups | Installation Groups | dd_join_field | No | Installation Group | 0:N | No |  | NA | No | 20
Transmission Structures | et_pole | Transmission Pole | location | Location | dd_geom_field | point | No | No | No |  | NA | No | 10
Transmission Structures | et_pole | Transmission Pole | pro_aba_annotation | Proposed Abandon Annotation | dd_geom_field | text | No | No | No |  | NA | No | 10
Transmission Structures | et_pole | Transmission Pole | rem_annotation | Removed Annotation | dd_geom_field | text | No | No | No |  | NA | No | 10
Transmission Structures | et_pole | Transmission Pole | exi_annotation | Existing Annotation | dd_geom_field | text | No | No | No |  | NA | No | 10
Transmission Structures | et_pole | Transmission Pole | id | Id | dd_phys_field | No | No | No | No |  | integer | Yes | 10
Transmission Structures | et_pole | Transmission Pole | configuration | Configuration | dd_phys_field | No | No | No | Yes | Davet Arm Multi-Pole H-Frame Multi-Pole K-Frame Multi-Pole X-Frame Pin/Post Horizontal Pin/Post Vertical Rigid Steel Steel Lattice Unknown | NA | Yes | 21
Transmission Structures | et_pole | Transmission Pole | structure_standard | Structure Standard | dd_phys_field | No | No | No | No |  | ds_char16_vector | No | 15
Transmission Structures | et_pole | Transmission Pole | circuit_and_section | Circuit/Section | dd_join_field | No | Circuit | M:N | No |  | NA | No | 20
Transmission Structures | et_pole | Transmission Pole | leader_line | Leader Line | dd_geom_field | simple_chain | No | No | No |  | NA | No | 10
Transmission Structures | et_pole | Transmission Pole | operating_name | Operating Name | dd_derived_field | No | No | No | No |  | ds_char16_vector | No | 32
Transmission Structures | et_pole | Transmission Pole | point_to_point_name | Point To Point Name | dd_derived_field | No | No | No | No |  | ds_char16_vector | No | 120
Transmission Structures | et_pole | Transmission Pole | aba_location | Abandoned Location | dd_geom_field | point | No | No | No |  | NA | No | 10
Transmission Structures | et_pole | Transmission Pole | et_foreign_attachments | Foreign Attachments | dd_join_field | No | Transmission Foreign Attachment | 0:n | No |  | NA | No | 20
Transmission Structures | et_pole | Transmission Pole | aba_annotation | Abandoned Annotation | dd_geom_field | text | No | No | No |  | NA | No | 10
Transmission Structures | et_pole | Transmission Pole | grounded_ind | Grounded Indicator | dd_phys_field | No | No | No | Yes | No Unknown Yes | NA | No | 9
Transmission Structures | et_pole | Transmission Pole | pro_rep_location | Proposed Replace Location | dd_geom_field | point | No | No | No |  | NA | No | 10
Transmission Structures | et_pole | Transmission Pole | type | Type | dd_phys_field | No | No | No | Yes | Angle Comm Antenna Deadend Double Deadend Guy Sub Heavy Tangent Microwave Running Angle Slack Span DE Strain Substation Suspension Switch Point Tangent Tap Tap and Switch Point Unknown | NA | No | 22
Transmission Structures | et_pole | Transmission Pole | et_antennas | Antennas | dd_join_field | No | Antenna | 0:N | No |  | NA | No | 20
Transmission Structures | et_pole | Transmission Pole | source_id | Source ID | dd_phys_field | No | No | No | No |  | integer | No | 10
Transmission Structures | et_pole | Transmission Pole | height | Height(Deprecated) | dd_phys_field | No | No | No | No |  | ds_char16_vector | No | 8
Transmission Structures | et_pole | Transmission Pole | source_data | Source Data | dd_phys_field | No | No | No | No |  | ds_char16_vector | No | 10
Transmission Structures | et_pole | Transmission Pole | pro_annotation | Proposed Annotation | dd_geom_field | text | No | No | No |  | NA | No | 10
Transmission Structures | et_pole | Transmission Pole | number | Number | dd_phys_field | No | No | No | No |  | ds_char16_vector | No | 40
Transmission Structures | et_pole | Transmission Pole | tem_location | Temporary Location | dd_geom_field | point | No | No | No |  | NA | No | 10
Transmission Structures | et_pole | Transmission Pole | status | Status | dd_phys_field | No | No | No | Yes | Abandoned Existing Inactive Proposed Abandon Proposed Install Proposed Relocate Proposed Remove Proposed Replace Removed Temporary | NA | Yes | 18
Transmission Structures | et_pole | Transmission Pole | remarks_annotation | Remarks Annotation | dd_geom_field | text | No | No | No |  | NA | No | 10
Transmission Structures | et_pole | Transmission Pole | markers | Markers | dd_join_field | No | Marker | M:N | No |  | NA | No | 20
Transmission Structures | et_pole | Transmission Pole | angle_of_structure | Angle Of Structure | dd_phys_field | No | No | No | No |  | ds_char16_vector | No | 9
Transmission Structures | et_pole | Transmission Pole | tem_annotation | Temporary Annotation | dd_geom_field | text | No | No | No |  | NA | No | 10
Transmission Structures | et_pole | Transmission Pole | et_structure_nodes | Transmission Structure Nodes | dd_join_field | No | Transmission Structure Node | 0:n | No |  | NA | No | 20
Transmission Structures | et_pole | Transmission Pole | class | Class | dd_phys_field | No | No | No | Yes | 1 2 3 H1 H2 H3 H4 H5 H6 Unknown | NA | No | 9
Transmission Structures | et_pole | Transmission Pole | location_description_id | Location Description ID | dd_phys_field | No | No | No | No |  | integer | Yes | 10
Transmission Structures | et_pole | Transmission Pole | et_guys | Guys | dd_join_field | No | Transmission Guy | m:n | No |  | NA | No | 20
Transmission Structures | et_pole | Transmission Pole | ina_location | Inactive Location | dd_geom_field | point | No | No | No |  | NA | No | 10
Transmission Structures | et_structure | Structure | structure_height | Height | dd_phys_field | No | No | No | No |  | float | No | 10
Transmission Structures | et_structure | Structure | owner_name | Owner Name | dd_phys_field | No | No | No | No |  | ds_char16_vector | No | 120
Transmission Structures | et_structure | Structure | bays | Bays | dd_join_field | No | Bay | 0:N | No |  | NA | No | 20
Transmission Structures | et_structure | Structure | span_ahead | Span Ahead | dd_phys_field | No | No | No | No |  | float | No | 10
Transmission Structures | et_structure | Structure | pro_aba_location | Proposed Abandon Location | dd_geom_field | point | No | No | No |  | NA | No | 10
Transmission Structures | et_structure | Structure | operating_name | Operating Name | dd_derived_field | No | No | No | No |  | ds_char16_vector | No | 32
Transmission Structures | et_structure | Structure | circuit_and_section | Circuit/Section | dd_join_field | No | Circuit | M:N | No |  | NA | No | 20
Transmission Structures | et_structure | Structure | material | Material | dd_phys_field | No | No | No | Yes | Aluminium Concrete Fiberglass Steel Unknown Wood | NA | No | 12
Transmission Structures | et_structure | Structure | remarks_annotation | Remarks Annotation | dd_geom_field | text | No | No | No |  | NA | No | 10
Transmission Structures | et_structure | Structure | exi_location | Existing Location | dd_geom_field | point | No | No | No |  | NA | No | 10
Transmission Structures | et_structure | Structure | et_antennas | Antennas | dd_join_field | No | Antenna | 0:N | No |  | NA | No | 20
Transmission Structures | et_structure | Structure | rem_location | Removed Location | dd_geom_field | point | No | No | No |  | NA | No | 10
Transmission Structures | et_structure | Structure | tem_location | Temporary Location | dd_geom_field | point | No | No | No |  | NA | No | 10
Transmission Structures | et_structure | Structure | type | Type | dd_phys_field | No | No | No | Yes | Angle Comm Antenna Deadend Double Deadend Guy Sub Heavy Tangent Microwave Running Angle Slack Span DE Strain Substation Suspension Switch Point Tangent Tap Tap and Switch Point Unknown | NA | No | 22
Transmission Structures | et_structure | Structure | number | Number | dd_phys_field | No | No | No | No |  | ds_char16_vector | No | 40
Transmission Structures | et_structure | Structure | angle_of_structure | Angle Of Structure | dd_phys_field | No | No | No | No |  | ds_char16_vector | No | 9
Transmission Structures | et_structure | Structure | tem_annotation | Temporary Annotation | dd_geom_field | text | No | No | No |  | NA | No | 10
Transmission Structures | et_structure | Structure | ina_annotation | Inactive Annotation | dd_geom_field | text | No | No | No |  | NA | No | 10
Transmission Structures | et_structure | Structure | use | Use | dd_phys_field | No | No | No | Yes | Tran/Dist Transmission Unknown | NA | Yes | 20
Transmission Structures | et_structure | Structure | number_of_poles | Number Of Poles | dd_derived_field | No | No | No | No |  | integer | No | 10
Transmission Structures | et_structure | Structure | pro_rep_location | Proposed Replace Location | dd_geom_field | point | No | No | No |  | NA | No | 10
Transmission Structures | et_structure | Structure | ed_structure_nodes | Distribution Structure Nodes | dd_join_field | No | Distribution Structure Node | 0:n | No |  | NA | No | 20
Transmission Structures | et_structure | Structure | et_foreign_attachments | Foreign Attachments | dd_join_field | No | Transmission Foreign Attachment | 0:n | No |  | NA | No | 20
Transmission Structures | et_structure | Structure | location_description_id | Location Description ID | dd_phys_field | No | No | No | No |  | integer | Yes | 10
Transmission Structures | et_structure | Structure | source_data | Source Data | dd_phys_field | No | No | No | No |  | ds_char16_vector | No | 10
Transmission Structures | et_structure | Structure | structure_standard | Structure Standard | dd_phys_field | No | No | No | No |  | ds_char16_vector | No | 15
Transmission Structures | et_structure | Structure | manufacturer | Manufacturer | dd_phys_field | No | No | No | Yes | ABB Avon Bell Lumber Bentex Linger Switchgear Bharat Heavy Electricals Capital Meters ECE Elymer Electrics GEC Alsthom General Electric Genus Infrastructures Havells Himachal Energy Hpl Electric & Power Indotech Switchgear & Controls (Delhi) International Paper J.H. Baxter Jaipur Electronics Jnj Powercom Juvas Koppers L.D. McFarland Landis & Gyr Larsen & Toubro Montel Limited North Pacfic Lumber Oeser Other Palmohan Pole Star Powertech Secure Meter SquareD Stella-Jones Suzhou Power Meter Taylor Lumber Unknown Visiontek Westinghouse Weyerhaeuser ZEN | NA | No | 21
Transmission Structures | et_structure | Structure | owner_type | Owner Type | dd_phys_field | No | No | No | Yes | Company Owned Customer Owned Foreign Owned Unknown | NA | Yes | 16
Transmission Structures | et_structure | Structure | leader_line | Leader Line | dd_geom_field | simple_chain | No | No | No |  | NA | No | 10
Transmission Structures | et_structure | Structure | et_crossarms | Crossarms | dd_join_field | No | Crossarm | 1:n | No |  | NA | No | 20
Transmission Structures | et_structure | Structure | asset_id | Asset ID | dd_phys_field | No | No | No | No |  | ds_char16_vector | No | 40
Transmission Structures | et_structure | Structure | et_structure_nodes | Transmission Structure Nodes | dd_join_field | No | Transmission Structure Node | 0:n | No |  | NA | No | 20
Transmission Structures | et_structure | Structure | rem_annotation | Removed Annotation | dd_geom_field | text | No | No | No |  | NA | No | 10
Transmission Structures | et_structure | Structure | location | Location | dd_geom_field | point | No | No | No |  | NA | No | 10
Transmission Structures | et_structure | Structure | grounded_ind | Grounded Indicator | dd_phys_field | No | No | No | Yes | No Unknown Yes | NA | No | 9
Transmission Structures | et_structure | Structure | et_guys | Guys | dd_join_field | No | Transmission Guy | m:n | No |  | NA | No | 20
Transmission Structures | et_structure | Structure | pro_rem_location | Proposed Remove Location | dd_geom_field | point | No | No | No |  | NA | No | 10
Transmission Structures | et_structure | Structure | height | Height(Deprecated) | dd_phys_field | No | No | No | No |  | ds_char16_vector | No | 8
Transmission Structures | et_structure | Structure | aba_location | Abandoned Location | dd_geom_field | point | No | No | No |  | NA | No | 10
Transmission Structures | et_structure | Structure | configuration | Configuration | dd_phys_field | No | No | No | Yes | Davet Arm Multi-Pole H-Frame Multi-Pole K-Frame Multi-Pole X-Frame Pin/Post Horizontal Pin/Post Vertical Rigid Steel Steel Lattice Unknown | NA | Yes | 20
Transmission Structures | et_structure | Structure | class | Class | dd_phys_field | No | No | No | Yes | 1 2 3 H1 H2 H3 H4 H5 H6 Unknown | NA | Yes | 9
Transmission Structures | et_structure | Structure | pro_rep_annotation | Proposed Replace Annotation | dd_geom_field | text | No | No | No |  | NA | No | 10
Transmission Structures | et_structure | Structure | et_foundations | Foundations | dd_join_field | No | Foundation | 1:n | No |  | NA | No | 20
Transmission Structures | et_structure | Structure | remarks_id | Remarks ID | dd_phys_field | No | No | No | No |  | integer | Yes | 10
Transmission Structures | et_structure | Structure | ina_location | Inactive Location | dd_geom_field | point | No | No | No |  | NA | No | 10
Transmission Structures | et_structure | Structure | structure_standard_description | Structure Standard Description | dd_phys_field | No | No | No | No |  | ds_char16_vector | No | 120
Transmission Structures | et_structure | Structure | source_id | Source ID | dd_phys_field | No | No | No | No |  | integer | No | 10
Transmission Structures | et_structure | Structure | et_insulators | Insulators | dd_join_field | No | Transmission Insulator | 0:n | No |  | NA | No | 20
Transmission Structures | et_structure | Structure | point_to_point_name | Point To Point Name | dd_derived_field | No | No | No | No |  | ds_char16_vector | No | 120
Transmission Structures | et_structure | Structure | supporting_circuit_id | Supporting Circuit ID | dd_phys_field | No | No | No | No |  | ds_char16_vector | No | 32
Transmission Structures | et_structure | Structure | span_back | Span Back | dd_phys_field | No | No | No | No |  | float | No | 10
Transmission Structures | et_structure | Structure | markers | Markers | dd_join_field | No | Marker | M:N | No |  | NA | No | 20
Transmission Structures | et_structure | Structure | status | Status | dd_phys_field | No | No | No | Yes | Abandoned Existing Inactive Proposed Abandon Proposed Install Proposed Relocate Proposed Remove Proposed Replace Removed Temporary | NA | Yes | 20
Transmission Structures | et_structure | Structure | id | Id | dd_phys_field | No | No | No | No |  | integer | Yes | 10
Transmission Structures | et_structure | Structure | et_poles | Poles | dd_join_field | No | Transmission Pole | 0:n | No |  | NA | No | 20
Transmission Structures | et_structure | Structure | pro_location | Proposed Location | dd_geom_field | point | No | No | No |  | NA | No | 10
Transmission Structures | et_structure | Structure | pro_annotation | Proposed Annotation | dd_geom_field | text | No | No | No |  | NA | No | 10
Transmission Structures | et_structure | Structure | installation_groups | Installation Groups | dd_join_field | No | Installation Group | 0:N | No |  | NA | No | 20
Transmission Structures | et_structure | Structure | date_installed | Date Installed | dd_phys_field | No | No | No | No |  | ds_date | No | 19
Transmission Structures | et_structure | Structure | aba_annotation | Abandoned Annotation | dd_geom_field | text | No | No | No |  | NA | No | 10
Transmission Structures | et_structure | Structure | pro_aba_annotation | Proposed Abandon Annotation | dd_geom_field | text | No | No | No |  | NA | No | 10
Transmission Structures | et_structure | Structure | annotation | Annotation | dd_geom_field | text | No | No | No |  | NA | No | 10
Transmission Structures | et_structure | Structure | pro_rem_annotation | Proposed Remove Annotation | dd_geom_field | text | No | No | No |  | NA | No | 10
Transmission Structures | et_structure | Structure | exi_annotation | Existing Annotation | dd_geom_field | text | No | No | No |  | NA | No | 10
Transmission Structures | et_structure_node | Transmission Structure Node | ed_pit | Pit | dd_join_field | No | Pit | 0:n | No |  | NA | No | 20
Transmission Structures | et_structure_node | Transmission Structure Node | ed_pole_structure | Pole Structure | dd_join_field | No | Pole Structure | 0:n | No |  | NA | No | 20
Transmission Structures | et_structure_node | Transmission Structure Node | source_data | Source Data | dd_phys_field | No | No | No | No |  | ds_char16_vector | No | 6
Transmission Structures | et_structure_node | Transmission Structure Node | eo_accurate_point | Accurate Point | dd_join_field | No | Accurate Point | 0:n | No |  | NA | No | 20
Transmission Structures | et_structure_node | Transmission Structure Node | ed_manhole | Manhole | dd_join_field | No | Manhole | 0:n | No |  | NA | No | 20
Transmission Structures | et_structure_node | Transmission Structure Node | ed_switchgear | Switchgear | dd_join_field | No | Switchgear | 0:n | No |  | NA | No | 20
Transmission Structures | et_structure_node | Transmission Structure Node | ed_secondary_bus_enclosure | Secondary Bus Enclosure | dd_join_field | No | Secondary Bus Enclosure | 0:n | No |  | NA | No | 20
Transmission Structures | et_structure_node | Transmission Structure Node | ed_pedestal | Pedestal | dd_join_field | No | Pedestal | 0:n | No |  | NA | No | 20
Transmission Structures | et_structure_node | Transmission Structure Node | ed_pad | Pad | dd_join_field | No | Pad | 0:n | No |  | NA | No | 20
Transmission Structures | et_structure_node | Transmission Structure Node | ed_junction | Junction | dd_join_field | No | Junction | 0:n | No |  | NA | No | 20
Transmission Structures | et_structure_node | Transmission Structure Node | et_tower | Tower | dd_join_field | No | Tower | 0:n | No |  | NA | No | 20
Transmission Structures | et_structure_node | Transmission Structure Node | et_pole | Transmission Pole | dd_join_field | No | Transmission Pole | 0:n | No |  | NA | No | 20
Transmission Structures | et_structure_node | Transmission Structure Node | ed_customer_station | Customer Station | dd_join_field | No | Customer Station | 0:n | No |  | NA | No | 20
Transmission Structures | et_structure_node | Transmission Structure Node | type | Type | dd_phys_field | No | No | No | No |  | ds_char16_vector | No | 32
Transmission Structures | et_structure_node | Transmission Structure Node | ed_pullbox | Pullbox | dd_join_field | No | Pullbox | 0:n | No |  | NA | No | 20
Transmission Structures | et_structure_node | Transmission Structure Node | ed_pole | Pole | dd_join_field | No | Pole | 0:n | No |  | NA | No | 20
Transmission Structures | et_structure_node | Transmission Structure Node | location | Location | dd_geom_field | point | No | No | No |  | NA | No | 10
Transmission Structures | et_structure_node | Transmission Structure Node | source_id | Source ID | dd_phys_field | No | No | No | No |  | integer | No | 12
Transmission Structures | et_structure_node | Transmission Structure Node | ed_handhole | Handhole | dd_join_field | No | Handhole | 0:n | No |  | NA | No | 20
Transmission Structures | et_structure_node | Transmission Structure Node | id | Id | dd_phys_field | No | No | No | No |  | integer | Yes | 10
Transmission Structures | et_structure_node | Transmission Structure Node | ed_vault | Vault | dd_join_field | No | Vault | 0:n | No |  | NA | No | 20
Transmission Structures | et_structure_node | Transmission Structure Node | dibp | DIBP | dd_phys_field | No | No | No | No |  | float | No | 10
Transmission Structures | et_structure_node | Transmission Structure Node | et_structure | Structure | dd_join_field | No | Structure | 0:n | No |  | NA | No | 20
Transmission Structures | et_structure_node | Transmission Structure Node | network_id | Circuit ID | dd_derived_field | No | No | No | No |  | ds_char16_vector | No | 32
Transmission Structures | et_structure_node | Transmission Structure Node | ed_decorative_pole | Decorative Pole | dd_join_field | No | Decorative Pole | 0:n | No |  | NA | No | 20
Transmission Structures | et_structure_node | Transmission Structure Node | ed_cabinet | Cabinet | dd_join_field | No | Cabinet | 0:n | No |  | NA | No | 20
Transmission Structures | et_structure_node | Transmission Structure Node | topo_location | Topo Location | dd_geom_field | point | No | No | No |  | NA | No | 10
Transmission Structures | et_structure_node | Transmission Structure Node | simple_location | Simple Location | dd_geom_field | simple_point | No | No | No |  | NA | No | 10
Substation Site | sub_substation_marker_symbol | Substation Marker Symbol | remarks_id | Remarks ID | dd_phys_field | No | No | No | No |  | integer | Yes | 10
Substation Site | sub_substation_marker_symbol | Substation Marker Symbol | location | Location | dd_geom_field | point | No | No | No |  | NA | No | 10
Substation Site | sub_substation_marker_symbol | Substation Marker Symbol | remarks_annotation | Remarks Annotation | dd_geom_field | text | No | No | No |  | NA | No | 10
Substation Site | sub_substation_marker_symbol | Substation Marker Symbol | type | Type | dd_phys_field | No | No | No | Yes | Arrow Deadend Delta Floating Neutral Gas To Air Transition Point Ground Unknown | NA | Yes | 29
Substation Site | sub_substation_marker_symbol | Substation Marker Symbol | source_id | Source ID | dd_phys_field | No | No | No | No |  | integer | No | 12
Substation Site | sub_substation_marker_symbol | Substation Marker Symbol | source_data | Source Data | dd_phys_field | No | No | No | No |  | ds_char16_vector | No | 6
Substation Site | sub_substation_marker_symbol | Substation Marker Symbol | annotation | Annotation | dd_geom_field | text | No | No | No |  | NA | No | 10
Substation Site | sub_substation_marker_symbol | Substation Marker Symbol | id | Id | dd_phys_field | No | No | No | No |  | integer | Yes | 10
Substation Site | sub_substation | Substation | pro_rem_extent | Proposed Remove Extent | dd_geom_field | area | No | No | No |  | NA | No | 10
Substation Site | sub_substation | Substation | tp_surveyor_remark_id | Tp Surveyor Remark Id | dd_phys_field | No | No | No | No |  | integer | No | 10
Substation Site | sub_substation | Substation | leader_line | Leader Line | dd_geom_field | simple_chain | No | No | No |  | NA | No | 10
Substation Site | sub_substation | Substation | pro_aba_annotation | Proposed Abandon Annotation | dd_geom_field | text | No | No | No |  | NA | No | 10
Substation Site | sub_substation | Substation | tp_source_station_no | Source Station No | dd_phys_field | No | No | No | No |  | integer | No | 10
Substation Site | sub_substation | Substation | ina_annotation | Inactive Annotation | dd_geom_field | text | No | No | No |  | NA | No | 10
Substation Site | sub_substation | Substation | exi_location | Existing Location | dd_geom_field | point | No | No | No |  | NA | No | 10
Substation Site | sub_substation | Substation | extent | Extent | dd_geom_field | area | No | No | No |  | NA | No | 10
Substation Site | sub_substation | Substation | tp_company_id | Company ID | dd_phys_field | No | No | No | No |  | ds_char16_vector | No | 32
Substation Site | sub_substation | Substation | tp_cyme_id | CYME Id | dd_phys_field | No | No | No | No |  | ds_char16_vector | No | 32
Substation Site | sub_substation | Substation | type | Type | dd_phys_field | No | No | No | Yes | Combustion Turbine Customer Customer Substation Customer/Dist Customer/Hydro Distribution Distribution Substation Fee Lot Fossil Grid Substation HVDS Hydro Interchange Microwave Station N/A Nuclear Other Others Primary Substation Tap/Transmission Transmission Unknown | NA | Yes | 43
Substation Site | sub_substation | Substation | tp_time_of_data_collection | Time of data collection | dd_phys_field | No | No | No | No |  | ds_char16_vector | No | 32
Substation Site | sub_substation | Substation | scada_control_id | Scada Control ID | dd_phys_field | No | No | No | No |  | ds_char16_vector | No | 144
Substation Site | sub_substation | Substation | pro_annotation | Proposed Annotation | dd_geom_field | text | No | No | No |  | NA | No | 10
Substation Site | sub_substation | Substation | installation_groups | Installation Groups | dd_join_field | No | Installation Group | 0:N | No |  | NA | No | 20
Substation Site | sub_substation | Substation | class | Class | dd_phys_field | No | No | No | Yes | Distribution/Distribution Generation/Transmission Transmission/Distribution Transmission/Transmission Unknown | NA | Yes | 27
Substation Site | sub_substation | Substation | tp_number_of_11kv_fdrs | Number of 11KV Feeders | dd_phys_field | No | No | No | Yes | 0 1 10 12 13 2 3 4 5 6 7 8 9 Unknown | NA | No | 10
Substation Site | sub_substation | Substation | pro_rep_location | Proposed Replace Location | dd_geom_field | point | No | No | No |  | NA | No | 10
Substation Site | sub_substation | Substation | tp_secondary_nominal_voltage | Secondary Nominal Voltage | dd_phys_field | No | No | No | No |  | integer | No | 10
Substation Site | sub_substation | Substation | tp_date_of_de_commissioning | Date of De-Commissioning | dd_phys_field | No | No | No | No |  | ds_date | No | 10
Substation Site | sub_substation | Substation | tp_substation_capacity | Substation Capacity | dd_phys_field | No | No | No | No |  | integer | No | 10
Substation Site | sub_substation | Substation | tp_fence_type | Fence Type | dd_phys_field | No | No | No | Yes | Barbered Wire Brick Masoned Chainlink Electrified Fencing Not Available Others Unknown | NA | No | 10
Substation Site | sub_substation | Substation | et_antennas | Antennas | dd_join_field | No | Antenna | 0:N | No |  | NA | No | 20
Substation Site | sub_substation | Substation | pro_aba_location | Proposed Abandon Location | dd_geom_field | point | No | No | No |  | NA | No | 10
Substation Site | sub_substation | Substation | tem_extent | Temporary Extent | dd_geom_field | area | No | No | No |  | NA | No | 10
Substation Site | sub_substation | Substation | tp_source_station_name | Source Station Name | dd_phys_field | No | No | No | No |  | ds_char16_vector | No | 32
Substation Site | sub_substation | Substation | design | Design | dd_phys_field | No | No | No | No |  | ds_char16_vector | No | 40
Substation Site | sub_substation | Substation | tp_primary_nominal_voltage | Primary Nominal Voltage | dd_phys_field | No | No | No | No |  | integer | No | 10
Substation Site | sub_substation | Substation | pro_extent | Proposed Extent | dd_geom_field | area | No | No | No |  | NA | No | 10
Substation Site | sub_substation | Substation | tp_date_of_creation_in_gis | Date of Creation in GIS | dd_phys_field | No | No | No | No |  | ds_date | No | 10
Substation Site | sub_substation | Substation | tp_earthing_condition? | Earthing Condition? | dd_phys_field | No | No | No | Yes | Broken Fogged Good Needs Attention OK Unknown Very Bad | NA | No | 10
Substation Site | sub_substation | Substation | tp_locality | Locality | dd_phys_field | No | No | No | No |  | ds_char16_vector | No | 32
Substation Site | sub_substation | Substation | operational_group | Operational Group | dd_join_field | No | Operational Group | 0:N | No |  | NA | No | 20
Substation Site | sub_substation | Substation | tp_number_of_cap_banks | Number of Capacitor Banks | dd_phys_field | No | No | No | Yes | 0 1 10 12 13 2 3 4 5 6 7 8 9 Unknown | NA | No | 10
Substation Site | sub_substation | Substation | tp_circle_name | Circle Name | dd_phys_field | No | No | No | Yes | Aska Berhampur Bhanjanagar City City Circle Jeypore Rayagada Raygada Unknown | NA | No | 10
Substation Site | sub_substation | Substation | tp_date_of_last_maintenance | Date of Last Maintenance | dd_phys_field | No | No | No | No |  | ds_date | No | 10
Substation Site | sub_substation | Substation | tp_civil_type | Civil Type | dd_phys_field | No | No | No | Yes | Brick Masoned Other RCC Pole Structure RCC Structure Steel Pole Structure Unknown | NA | No | 10
Substation Site | sub_substation | Substation | tp_ea_equipment_id | EA Equipment ID | dd_phys_field | No | No | No | No |  | integer | No | 10
Substation Site | sub_substation | Substation | tp_control_room_building | Control Room building | dd_phys_field | No | No | No | Yes | NA No Unknown Yes | NA | No | 10
Substation Site | sub_substation | Substation | tp_sub_division_code | Sub Division Code | dd_phys_field | No | No | No | Yes | 0 1 2 3 4 5 6 Unknown | NA | No | 10
Substation Site | sub_substation | Substation | tp_cable_trench | Cable Trench | dd_phys_field | No | No | No | Yes | NA No Unknown Yes | NA | No | 10
Substation Site | sub_substation | Substation | tp_installation_type | Installation Type | dd_phys_field | No | No | No | Yes | Combination In Door Out Door Unknown | NA | No | 10
Substation Site | sub_substation | Substation | tp_number_of_bus_secs | Number of Bus Sections | dd_phys_field | No | No | No | Yes | 0 1 10 12 13 2 3 4 5 6 7 8 9 Unknown | NA | No | 10
Substation Site | sub_substation | Substation | tp_date_of_commissioning | Date of Commissioning | dd_phys_field | No | No | No | No |  | ds_date | No | 10
Substation Site | sub_substation | Substation | pro_rem_annotation | Proposed Remove Annotation | dd_geom_field | text | No | No | No |  | NA | No | 10
Substation Site | sub_substation | Substation | tp_circle_code | Circle Code | dd_phys_field | No | No | No | Yes | 0 21 29 31 34 35 71 Unknown | NA | No | 10
Substation Site | sub_substation | Substation | tp_data_updated_by_in_gis | Data Updated By in GIS | dd_phys_field | No | No | No | No |  | ds_char16_vector | No | 32
Substation Site | sub_substation | Substation | id | Id | dd_phys_field | No | No | No | No |  | integer | Yes | 10
Substation Site | sub_substation | Substation | tp_number_of_ups_systems | Number of UPS Systems | dd_phys_field | No | No | No | Yes | 0 1 10 12 13 2 3 4 5 6 7 8 9 Unknown | NA | No | 10
Substation Site | sub_substation | Substation | asset_id | Asset ID | dd_phys_field | No | No | No | No |  | ds_char16_vector | No | 10
Substation Site | sub_substation | Substation | tp_group_with | Group With | dd_phys_field | No | No | No | Yes | DSS Feeder(Incoming/Outgoing) GSS HV Consumer PSS Pole Switchgear Unknown | NA | No | 10
Substation Site | sub_substation | Substation | tp_earth_mat_exist? | Earth Mat Exist? | dd_phys_field | No | No | No | Yes | NA No Unknown Yes | NA | No | 10
Substation Site | sub_substation | Substation | tp_switchyard_illumntn | Switchyard Illumination | dd_phys_field | No | No | No | Yes | NA No Unknown Yes | NA | No | 10
Substation Site | sub_substation | Substation | aba_extent | Abandoned Extent | dd_geom_field | area | No | No | No |  | NA | No | 10
Substation Site | sub_substation | Substation | aba_annotation | Abandoned Annotation | dd_geom_field | text | No | No | No |  | NA | No | 10
Substation Site | sub_substation | Substation | ina_location | Inactive Location | dd_geom_field | point | No | No | No |  | NA | No | 10
Substation Site | sub_substation | Substation | tp_sap_id | SAP ID | dd_phys_field | No | No | No | No |  | ds_char16_vector | No | 12
Substation Site | sub_substation | Substation | exi_extent | Existing Extent | dd_geom_field | area | No | No | No |  | NA | No | 10
Substation Site | sub_substation | Substation | tp_space_for_addnl_xfrmr? | Space For Additional Trf? | dd_phys_field | No | No | No | Yes | NA No Unknown Yes | NA | No | 10
Substation Site | sub_substation | Substation | tp_station_dc_voltage | Station DC Voltage | dd_phys_field | No | No | No | No |  | integer | No | 10
Substation Site | sub_substation | Substation | location | Location | dd_geom_field | point | No | No | No |  | NA | No | 10
Substation Site | sub_substation | Substation | tp_section_name | Section Name | dd_phys_field | No | No | No | Yes | Eso Adava Eso Ambapua Eso Aska-1 Eso B Singipur Eso Badagada Eso Baipariguda Eso Balimela Eso Balipadar Eso Balisira Eso Balliguda Eso Bandhugaon Eso Baunsuni Eso Beguniapada Eso Belaguntha Eso Bhejiput Eso Bissam Ctc Eso Bomakei Eso Boriguma Eso Boudh Eso Budhamba Eso Buguda Eso Chandahandi Eso Chandragiri Eso Chatrapur-i Eso Chatrapur-ii Eso Chikiti Eso Chirikipada Eso Dabugam Eso Daringibadi Eso Dharakote Eso Digapahandi Eso E S O-i Eso E S O-ii Eso E.s.o.no.1 Eso E.s.o.no.2 Eso E.s.o.no.3 Eso G.nuagam-2 Eso G.udayagiri Eso Gandhinagar Eso Ganjam Eso Garabandha Eso Golanthara Eso Gopalpur Eso Gudari Eso Gumma Eso Gumuda Eso Gunupur Eso Gunupur Rural Eso Head Quarter Eso Hinjilicut Eso J N Prasad Eso J.k.pur Eso Jagapur Eso Jharigam Eso Jyp No.1 Eso Jyp No.2 Eso Jyp No.3 Eso K B Pur Eso K S Nagar Eso Kakiriguma Eso Kalimela Eso Kanchuru Eso Kanisi Eso Kanteipally Eso Kasinagar Eso Kasipur Eso Keshpur Eso Khajuripada Eso Khajuripada-i Eso Khallikote Eso Kodala Eso Konkarada Eso Koraput Sec-i Eso Koraput Sec-ii Eso Kosagumuda Eso Kotpad Eso Kukudakhandi Eso Kundra Eso Lanjipally Eso Lathi Eso Laxmipur Eso Luchapada Eso Malkangiri Eso Malud Eso Manamunda Eso Mathili Eso Medical Eso Mohana Eso Muniguda Eso Nabarangpur Eso Nabarangpur Rural Eso Nandapur Eso Nuagam-1 Eso Nuagam-2 Eso Nuapada Eso P S Pur Eso Padmapur Eso Papadahandi Eso Paralakhemundi Eso Parlakhemundi Rural Eso Patrapur Eso Pattangi Eso Pattapur Eso Phiringia Eso Phulbani Eso Pitala Eso Polosara Eso Pudamari Eso Purunakatak Eso R.Udaygiri Eso Raigada Eso Raighar Eso Raikia Eso Rambha Eso Ramnaguda Eso Randhapalli Eso Rayagada Rural Eso Rayagada-1 Eso Rayagada-2 Eso Sheragada Eso Sikarpai Eso Similiguda Eso Soroda Eso Sunabeda Eso Surangi Eso T Khunti Eso Taratarini Eso Therubali Eso Tikabali Eso Tilisingi Eso Tumudibandha Eso Umerkote Eso University Eso Upalada Unknown | NA | No | 10
Substation Site | sub_substation | Substation | tp_code | Code | dd_phys_field | No | No | No | No |  | ds_char16_vector | No | 64
Substation Site | sub_substation | Substation | remarks_annotation | Remarks Annotation | dd_geom_field | text | No | No | No |  | NA | No | 10
Substation Site | sub_substation | Substation | ina_extent | Inactive Extent | dd_geom_field | area | No | No | No |  | NA | No | 10
Substation Site | sub_substation | Substation | rem_extent | Removed Extent | dd_geom_field | area | No | No | No |  | NA | No | 10
Substation Site | sub_substation | Substation | tp_station_max_load | Max Load For Month | dd_phys_field | No | No | No | No |  | integer | No | 10
Substation Site | sub_substation | Substation | tp_number_of_outgoing_fder | Number of Outgoing Feeder | dd_phys_field | No | No | No | Yes | 0 1 10 12 13 2 3 4 5 6 7 8 9 Unknown | NA | No | 10
Substation Site | sub_substation | Substation | tp_city | City | dd_phys_field | No | No | No | Yes | Others Unknown | NA | No | 10
Substation Site | sub_substation | Substation | tp_ward_code | Ward Code | dd_phys_field | No | No | No | Yes | 0 1 2 3 4 5 6 Unknown | NA | No | 10
Substation Site | sub_substation | Substation | tp_migration_unique_id | Migration Unique Id | dd_phys_field | No | No | No | No |  | ds_char16_vector | No | 32
Substation Site | sub_substation | Substation | tp_foundation_level | Foundation Level From Sea | dd_phys_field | No | No | No | No |  | integer | No | 10
Substation Site | sub_substation | Substation | pro_aba_extent | Proposed Abandon Extent | dd_geom_field | area | No | No | No |  | NA | No | 10
Substation Site | sub_substation | Substation | tp_road_name | Road Name | dd_phys_field | No | No | No | No |  | ds_char16_vector | No | 32
Substation Site | sub_substation | Substation | sub_substation_boundarys | Substation Boundarys | dd_join_field | No | Substation Boundary | 1:n | No |  | NA | No | 20
Substation Site | sub_substation | Substation | tem_annotation | Temporary Annotation | dd_geom_field | text | No | No | No |  | NA | No | 10
Substation Site | sub_substation | Substation | tp_mounting | Mounting | dd_phys_field | No | No | No | Yes | Overhead Underground Unknown | NA | No | 10
Substation Site | sub_substation | Substation | pro_location | Proposed Location | dd_geom_field | point | No | No | No |  | NA | No | 10
Substation Site | sub_substation | Substation | tp_parallel_opearation | Parallel Opearation | dd_phys_field | No | No | No | Yes | NA No Unknown Yes | NA | No | 10
Substation Site | sub_substation | Substation | tp_number_of_incoming_fder | Number of Incoming Feeder | dd_phys_field | No | No | No | Yes | 0 1 10 12 13 2 3 4 5 6 7 8 9 Unknown | NA | No | 10
Substation Site | sub_substation | Substation | tp_station_firm_capacity | Station Firm Capacity | dd_phys_field | No | No | No | No |  | integer | No | 10
Substation Site | sub_substation | Substation | bays | Bays | dd_join_field | No | Bay | 0:N | No |  | NA | No | 20
Substation Site | sub_substation | Substation | tp_type_extension | Type Extension | dd_phys_field | No | No | No | Yes | Extension Kiosk Main Not Available Others Tapping Structure Unknown | NA | No | 10
Substation Site | sub_substation | Substation | rem_annotation | Removed Annotation | dd_geom_field | text | No | No | No |  | NA | No | 10
Substation Site | sub_substation | Substation | electric_fence_type | Electric Fence Type | dd_phys_field | No | No | No | Yes | None Perimeter Transgard Unknown | NA | Yes | 11
Substation Site | sub_substation | Substation | number | Number | dd_phys_field | No | No | No | No |  | ds_char16_vector | No | 32
Substation Site | sub_substation | Substation | tp_earthing? | Earthing? | dd_phys_field | No | No | No | Yes | NA No Unknown Yes | NA | No | 10
Substation Site | sub_substation | Substation | tp_division_code | Division Code | dd_phys_field | No | No | No | Yes | 0 1 2 3 4 5 6 Unknown | NA | No | 10
Substation Site | sub_substation | Substation | tp_sap_functional_location | SAP Functional Location | dd_phys_field | No | No | No | No |  | ds_char16_vector | No | 32
Substation Site | sub_substation | Substation | owner_name | Owner Name | dd_phys_field | No | No | No | No |  | ds_char16_vector | No | 120
Substation Site | sub_substation | Substation | date_installed | Date Installed | dd_phys_field | No | No | No | No |  | ds_date | No | 19
Substation Site | sub_substation | Substation | tp_data_collected_by | Data Collected By | dd_phys_field | No | No | No | No |  | ds_char16_vector | No | 32
Substation Site | sub_substation | Substation | tp_address | Address | dd_phys_field | No | No | No | No |  | ds_char16_vector | No | 32
Substation Site | sub_substation | Substation | tp_number_of_33kv_fdrs | Number of 33KV Feeders | dd_phys_field | No | No | No | Yes | 0 1 10 12 13 2 3 4 5 6 7 8 9 Unknown | NA | No | 10
Substation Site | sub_substation | Substation | tp_sub_division_name | Sub Division Name | dd_phys_field | No | No | No | Yes | Aska Balimela Balliguda Belaguntha Bhanjanagar-i Bhanjanagar-ii Bijipur Bijipur-Industrial Bissam Cuttack Boriguma Boudh Buguda Chatrapur Chikiti Digapahandi G Udayagiri Gopalpur Gumuda Gunupur Hinjilicut JESD-1 JESD-2 Kabisuryanagar Kanisi Kasinagar Khallikote Kodala Koraput Laxmipur Malkangiri Manmunda Mohana Nawarangpur Nuagam Papadahandi Paralakhemundi Phulbani Polasara Purushottampur R Udaygiri Rambha Raygada SDO-1 SDO-2 SDO-3 SDO-4 Sheragada Sorada Sunabeda Therubali Umarkote Unknown Uppalada | NA | No | 10
Substation Site | sub_substation | Substation | tp_date_of_inspection | Date of Inspection | dd_phys_field | No | No | No | No |  | ds_date | No | 10
Substation Site | sub_substation | Substation | tp_date_of_data_collection | Date of Data collection | dd_phys_field | No | No | No | No |  | ds_char16_vector | No | 32
Substation Site | sub_substation | Substation | tem_location | Temporary Location | dd_geom_field | point | No | No | No |  | NA | No | 10
Substation Site | sub_substation | Substation | status | Status | dd_phys_field | No | No | No | Yes | Abandoned Existing Inactive Proposed Abandon Proposed Install Proposed Relocate Proposed Remove Proposed Replace Removed Temporary | NA | Yes | 20
Substation Site | sub_substation | Substation | exi_annotation | Existing Annotation | dd_geom_field | text | No | No | No |  | NA | No | 10
Substation Site | sub_substation | Substation | source_data | Source Data | dd_phys_field | No | No | No | No |  | ds_char16_vector | No | 64
Substation Site | sub_substation | Substation | tp_num_of_fire_extin | No of Fire Extinguishers | dd_phys_field | No | No | No | Yes | 0 1 10 12 13 2 3 4 5 6 7 8 9 Unknown | NA | No | 10
Substation Site | sub_substation | Substation | source_id | Source ID | dd_phys_field | No | No | No | No |  | integer | No | 10
Substation Site | sub_substation | Substation | tp_fire_alarm_sys_provd? | Fire Alarm System Provided? | dd_phys_field | No | No | No | Yes | NA No Unknown Yes | NA | No | 10
Substation Site | sub_substation | Substation | tp_pin_code | Pin Code | dd_phys_field | No | No | No | No |  | integer | No | 10
Substation Site | sub_substation | Substation | tp_sub_locality | Sub Locality | dd_phys_field | No | No | No | No |  | ds_char16_vector | No | 32
Substation Site | sub_substation | Substation | tp_sub_mounting | Sub Mounting | dd_phys_field | No | No | No | Yes | Basement Elevated Joist Kiosk Lattice Welded Others PCC Pole Panel Mounted Platform Mounted Plinth Pole Rail Steel Tubular Pole Stilt Mounted Tower Unknown | NA | No | 10
Substation Site | sub_substation | Substation | eo_outgoing_circuits | Outgoing Circuits | dd_join_field | No | Circuit | m:n | No |  | NA | No | 20
Substation Site | sub_substation | Substation | operating_area | Operating Area | dd_phys_field | No | No | No | No |  | ds_char16_vector | No | 20
Substation Site | sub_substation | Substation | markers | Markers | dd_join_field | No | Marker | M:N | No |  | NA | No | 20
Substation Site | sub_substation | Substation | tp_landmark | Landmark | dd_phys_field | No | No | No | No |  | ds_char16_vector | No | 32
Substation Site | sub_substation | Substation | tp_date_of_last_updation_in_gis | Date Last Updated in GIS | dd_phys_field | No | No | No | No |  | ds_date | No | 10
Substation Site | sub_substation | Substation | annotation | Annotation | dd_geom_field | text | No | No | No |  | NA | No | 10
Substation Site | sub_substation | Substation | aba_location | Abandoned Location | dd_geom_field | point | No | No | No |  | NA | No | 10
Substation Site | sub_substation | Substation | name | Name | dd_phys_field | No | No | No | No |  | ds_char16_vector | No | 32
Substation Site | sub_substation | Substation | tp_work_order_id | Work Order ID | dd_phys_field | No | No | No | No |  | ds_char16_vector | No | 64
Substation Site | sub_substation | Substation | tp_number_of_earthing_pits | Number of Earthing Pits | dd_phys_field | No | No | No | Yes | 0 1 10 12 13 2 3 4 5 6 7 8 9 Unknown | NA | No | 10
Substation Site | sub_substation | Substation | rem_location | Removed Location | dd_geom_field | point | No | No | No |  | NA | No | 10
Substation Site | sub_substation | Substation | pro_rep_extent | Proposed Replace Extent | dd_geom_field | area | No | No | No |  | NA | No | 10
Substation Site | sub_substation | Substation | scada_monitor_id | Scada Monitor ID | dd_phys_field | No | No | No | No |  | ds_char16_vector | No | 144
Substation Site | sub_substation | Substation | remarks_id | Remarks ID | dd_phys_field | No | No | No | No |  | integer | Yes | 10
Substation Site | sub_substation | Substation | schematic_areas | Schematic Areas | dd_join_field | No | Schematic Area | M:N | No |  | NA | No | 20
Substation Site | sub_substation | Substation | pro_rem_location | Proposed Remove Location | dd_geom_field | point | No | No | No |  | NA | No | 10
Substation Site | sub_substation | Substation | tp_section_code | Section Code | dd_phys_field | No | No | No | Yes | 0 1 2 3 4 5 6 Unknown | NA | No | 10
Substation Site | sub_substation | Substation | scada_type | Scada Type | dd_phys_field | No | No | No | Yes | Control Monitored None Unknown | NA | No | 11
Substation Site | sub_substation | Substation | tp_division_name | Division Name | dd_phys_field | No | No | No | Yes | Aska-1 Aska-2 Berhampur Division-1 Berhampur Division-2 Berhampur Division-3 Bhanjanagar Boudh Ganjam North Ganjam South Gunupur Hinjilicut Jeypore Koraput Malkangiri Nawarangpur Paralakhemundi Phulbani Purushottampur Raygada Unknown | NA | No | 10
Substation Site | sub_substation | Substation | tp_substation_usage | Usage | dd_phys_field | No | No | No | Yes | Agricultural Commercial Industrial Mixed Residential Unknown | NA | No | 10
Substation Site | sub_substation | Substation | owner_type | Owner Type | dd_phys_field | No | No | No | Yes | Company Owned Customer Owned Foreign Owned Unknown | NA | Yes | 16
Substation Site | sub_substation | Substation | pro_rep_annotation | Proposed Replace Annotation | dd_geom_field | text | No | No | No |  | NA | No | 10
Substation Site | eo_bay | Bay | id | Id | dd_phys_field | No | No | No | No |  | integer | Yes | 10
Substation Site | eo_bay | Bay | extent | Extent | dd_geom_field | area | No | No | No |  | NA | No | 10
Substation Site | eo_bay | Bay | location_description_id | Location Description Id | dd_phys_field | No | No | No | No |  | integer | Yes | 10
Substation Site | eo_bay | Bay | remarks_id | Remarks Id | dd_phys_field | No | No | No | No |  | integer | Yes | 10
Substation Site | eo_bay | Bay | name | Name | dd_phys_field | No | No | No | No |  | ds_char16_vector | No | 64
Substation Site | eo_bay | Bay | network_type | Network Type | dd_derived_field | No | No | No | Yes | EHV HV LV MV Substation | NA | No | 10
Substation Site | eo_bay | Bay | design | Design | dd_phys_field | No | No | No | No |  | ds_char16_vector | No | 40
Substation Site | eo_bay | Bay | number | Number | dd_phys_field | No | No | No | No |  | ds_char16_vector | No | 20
Substation Site | eo_bay | Bay | annotation | Annotation | dd_geom_field | text | No | No | No |  | NA | No | 10
Substation Site | eo_bay | Bay | type | Type | dd_phys_field | No | No | No | Yes | Feederway Transformer Unknown | NA | Yes | 16
Substation Site | eo_bay | Bay | structure | Structure | dd_join_field | No | Cross Arm | 0:N | No |  | NA | No | 20
Substation Site | eo_bay | Bay | remarks_annotation | Remarks Annotation | dd_geom_field | text | No | No | No |  | NA | No | 10
Substation Site | eo_bay | Bay | nominal_voltage_pp | Nominal Voltage Pp | dd_derived_field | No | No | No | Yes | 0.000 V 110.000 V 120.000 V 208.000 V 220.000 V 230.000 V 240.000 V 415.000 V 2.400 kV 4.160 kV 6.600 kV 8.000 kV 11.000 kV 12.470 kV 23.900 kV 33.000 kV 66.000 kV 115.000 kV 132.000 kV 220.000 kV 433.000 kV | NA | No | 10
Substation Site | eo_bay | Bay | status | Status | dd_phys_field | No | No | No | Yes | In Service Reserved Temporary Unknown | NA | No | 16
Substation Site | eo_bay | Bay | components | Components | dd_join_field | No | 3-Winding Transformer Installation | 0:N | No |  | NA | No | 20
Substation Site | eo_bay | Bay | circuit_id | Circuit ID | dd_derived_field | No | No | No | No |  | ds_char16_vector | No | 12
Substation Site | sub_substation_boundary | Substation Boundary | remarks_id | Remarks ID | dd_phys_field | No | No | No | No |  | integer | Yes | 10
Substation Site | sub_substation_boundary | Substation Boundary | source_data | Source Data | dd_phys_field | No | No | No | No |  | ds_char16_vector | No | 10
Substation Site | sub_substation_boundary | Substation Boundary | sub_substation | Substation | dd_join_field | No | Substation | 1:n | No |  | NA | Yes | 20
Substation Site | sub_substation_boundary | Substation Boundary | ina_annotation | Inactive Annotation | dd_geom_field | text | No | No | No |  | NA | No | 10
Substation Site | sub_substation_boundary | Substation Boundary | pro_rep_annotation | Proposed Replace Annotation | dd_geom_field | text | No | No | No |  | NA | No | 10
Substation Site | sub_substation_boundary | Substation Boundary | electric_fence_type | Electric Fence Type | dd_phys_field | No | No | No | Yes | None Perimeter Transgard Unknown | NA | Yes | 11
Substation Site | sub_substation_boundary | Substation Boundary | substation_id | Substation Id | dd_phys_field | No | No | No | No |  | integer | Yes | 10
Substation Site | sub_substation_boundary | Substation Boundary | pro_aba_extent | Proposed Abandon Extent | dd_geom_field | simple_area | No | No | No |  | NA | No | 10
Substation Site | sub_substation_boundary | Substation Boundary | pro_rep_extent | Proposed Replace Extent | dd_geom_field | simple_area | No | No | No |  | NA | No | 10
Substation Site | sub_substation_boundary | Substation Boundary | pro_aba_annotation | Proposed Abandon Annotation | dd_geom_field | text | No | No | No |  | NA | No | 10
Substation Site | sub_substation_boundary | Substation Boundary | pro_extent | Proposed Extent | dd_geom_field | simple_area | No | No | No |  | NA | No | 10
Substation Site | sub_substation_boundary | Substation Boundary | ina_extent | Inactive Extent | dd_geom_field | simple_area | No | No | No |  | NA | No | 10
Substation Site | sub_substation_boundary | Substation Boundary | pro_rem_extent | Proposed Remove Extent | dd_geom_field | simple_area | No | No | No |  | NA | No | 10
Substation Site | sub_substation_boundary | Substation Boundary | tem_annotation | Temporary Annotation | dd_geom_field | text | No | No | No |  | NA | No | 10
Substation Site | sub_substation_boundary | Substation Boundary | pro_rem_annotation | Proposed Remove Annotation | dd_geom_field | text | No | No | No |  | NA | No | 10
Substation Site | sub_substation_boundary | Substation Boundary | extent | Extent | dd_geom_field | simple_area | No | No | No |  | NA | No | 10
Substation Site | sub_substation_boundary | Substation Boundary | source_id | Source ID | dd_phys_field | No | No | No | No |  | integer | No | 10
Substation Site | sub_substation_boundary | Substation Boundary | aba_extent | Abandoned Extent | dd_geom_field | simple_area | No | No | No |  | NA | No | 10
Substation Site | sub_substation_boundary | Substation Boundary | status | Status | dd_phys_field | No | No | No | Yes | Abandoned Existing Inactive Proposed Abandon Proposed Install Proposed Relocate Proposed Remove Proposed Replace Removed Temporary | NA | Yes | 20
Substation Site | sub_substation_boundary | Substation Boundary | id | Id | dd_phys_field | No | No | No | No |  | integer | Yes | 10
Substation Site | sub_substation_boundary | Substation Boundary | rem_extent | Removed Extent | dd_geom_field | simple_area | No | No | No |  | NA | No | 10
Substation Site | sub_substation_boundary | Substation Boundary | rem_annotation | Removed Annotation | dd_geom_field | text | No | No | No |  | NA | No | 10
Substation Site | sub_substation_boundary | Substation Boundary | annotation | Annotation | dd_geom_field | text | No | No | No |  | NA | No | 10
Substation Site | sub_substation_boundary | Substation Boundary | aba_annotation | Abandoned Annotation | dd_geom_field | text | No | No | No |  | NA | No | 10
Substation Site | sub_substation_boundary | Substation Boundary | exi_annotation | Existing Annotation | dd_geom_field | text | No | No | No |  | NA | No | 10
Substation Site | sub_substation_boundary | Substation Boundary | exi_extent | Existing Extent | dd_geom_field | simple_area | No | No | No |  | NA | No | 10
Substation Site | sub_substation_boundary | Substation Boundary | leader_line | Leader Line | dd_geom_field | simple_chain | No | No | No |  | NA | No | 10
Substation Site | sub_substation_boundary | Substation Boundary | pro_annotation | Proposed Annotation | dd_geom_field | text | No | No | No |  | NA | No | 10
Substation Site | sub_substation_boundary | Substation Boundary | tem_extent | Temporary Extent | dd_geom_field | simple_area | No | No | No |  | NA | No | 10
Substation Site | sub_substation_boundary | Substation Boundary | remarks_annotation | Remarks Annotation | dd_geom_field | text | No | No | No |  | NA | No | 10
Cathodic Protection | eo_cp_test_station | CP Test Station | leader_lines | Leader Lines | dd_join_field | No | CP Leader Line | 0:n | No |  | NA | No | 20
Cathodic Protection | eo_cp_test_station | CP Test Station | lead_locations | Lead Locations | dd_join_field | No | CP Lead Location | 0:n | No |  | NA | No | 20
Cathodic Protection | eo_cp_test_station | CP Test Station | remarks_id | Remarks Id | dd_phys_field | No | No | No | No |  | integer | Yes | 10
Cathodic Protection | eo_cp_test_station | CP Test Station | annotation | Annotation | dd_geom_field | text | No | No | No |  | NA | No | 10
Cathodic Protection | eo_cp_test_station | CP Test Station | location | Location | dd_geom_field | simple_point | No | No | No |  | NA | No | 10
Cathodic Protection | eo_cp_test_station | CP Test Station | owner_name | Owner Name | dd_phys_field | No | No | No | Yes | Cable Company Customer Electric Utility Telephone Company Unknown | NA | No | 10
Cathodic Protection | eo_cp_test_station | CP Test Station | id | ID | dd_phys_field | No | No | No | No |  | integer | Yes | 10
Cathodic Protection | eo_cp_test_station | CP Test Station | number | Number | dd_phys_field | No | No | No | No |  | ds_char16_vector | No | 40
Cathodic Protection | eo_cp_test_station | CP Test Station | owner_type | Owner Type | dd_phys_field | No | No | No | Yes | Company Owned Customer Customer Owned Electric Utility-TPSODL Foreign Owned Other Utility Owned Unknown | NA | Yes | 16
Cathodic Protection | eo_cp_test_station | CP Test Station | remarks_annotation | Remarks Annotation | dd_geom_field | text | No | No | No |  | NA | No | 10
Cathodic Protection | eo_cp_test_station | CP Test Station | date_installed | Date Installed | dd_phys_field | No | No | No | No |  | ds_date | No | 10
Cathodic Protection | eo_cp_leader_line | CP Leader Line | test_station | Test Station | dd_join_field | No | CP Test Station | 0:n | No |  | NA | No | 20
Cathodic Protection | eo_cp_leader_line | CP Leader Line | leader_line | Leader Line | dd_geom_field | simple_chain | No | No | No |  | NA | No | 10
Cathodic Protection | eo_cp_lead_location | CP Lead Location | test_station | Test Station | dd_join_field | No | CP Test Station | 0:n | No |  | NA | No | 20
Cathodic Protection | eo_cp_lead_location | CP Lead Location | location | Location | dd_geom_field | point | No | No | No |  | NA | No | 10
Specifications | eo_isolating_eqpt_spec | Isolating Equipment Spec | real_spec | Real Spec | dd_phys_field | No | No | No | No |  | FALSE | Yes | 10
Specifications | eo_isolating_eqpt_spec | Isolating Equipment Spec | gang_operated_ind | Gang Operated | dd_phys_field | No | No | No | Yes | No Unknown Yes | NA | No | 9
Specifications | eo_isolating_eqpt_spec | Isolating Equipment Spec | device_type | Device Type | dd_phys_field | No | No | No | Yes | Circuit Breaker Cutpoint Elbow Fuse Link Load Break Switch Network Protector Open Point Others Recloser Sectionalizer Side Break Switch Switch Unknown | NA | Yes | 20
Specifications | eo_isolating_eqpt_spec | Isolating Equipment Spec | obsolete | Obsolete | dd_phys_field | No | No | No | No |  | FALSE | Yes | 10
Specifications | eo_isolating_eqpt_spec | Isolating Equipment Spec | tp_sub_type | Sub Type | dd_phys_field | No | No | No | Yes | Air Air Blast Air Break Switch Bulk Oil Cartridge Cutpoint Drop out HRC Horn Gap Isolator With Earth Switch Isolator Without Earth Switch Kit Kat Load Break Switch MCB MCCB Minimum Oil Others Pulled out Rewirable Roaster Switch SF6 T52/2E Unknown Vacuum Wire fuse | NA | No | 10
Specifications | eo_isolating_eqpt_spec | Isolating Equipment Spec | mv | MV | dd_phys_field | No | No | No | No |  | FALSE | Yes | 10
Specifications | eo_isolating_eqpt_spec | Isolating Equipment Spec | sub | Sub | dd_phys_field | No | No | No | No |  | FALSE | Yes | 10
Specifications | eo_isolating_eqpt_spec | Isolating Equipment Spec | tp_fault_current | Fault Current | dd_phys_field | No | No | No | No |  | float | No | 10
Specifications | eo_isolating_eqpt_spec | Isolating Equipment Spec | interrupt_capacity | Interrupt Capacity | dd_phys_field | No | No | No | No |  | float | No | 10
Specifications | eo_isolating_eqpt_spec | Isolating Equipment Spec | manufacturer_code | Manufacturer Code | dd_phys_field | No | No | No | No |  | ds_char16_vector | No | 20
Specifications | eo_isolating_eqpt_spec | Isolating Equipment Spec | number_of_phases | Number of Phases | dd_phys_field | No | No | No | No |  | integer | No | 10
Specifications | eo_isolating_eqpt_spec | Isolating Equipment Spec | lv | LV | dd_phys_field | No | No | No | No |  | FALSE | Yes | 10
Specifications | eo_isolating_eqpt_spec | Isolating Equipment Spec | hv | HV | dd_phys_field | No | No | No | No |  | FALSE | Yes | 10
Specifications | eo_isolating_eqpt_spec | Isolating Equipment Spec | insulation_type | Insulation Type | dd_phys_field | No | No | No | No |  | ds_char16_vector | No | 20
Specifications | eo_isolating_eqpt_spec | Isolating Equipment Spec | id | Id | dd_phys_field | No | No | No | No |  | integer | Yes | 10
Specifications | eo_isolating_eqpt_spec | Isolating Equipment Spec | tp_rated_current | Rated Current | dd_phys_field | No | No | No | No |  | float | No | 10
Specifications | eo_isolating_eqpt_spec | Isolating Equipment Spec | equipment | Equipment | dd_join_field | No | Isolating Equipment | 0:N | No |  | NA | No | 20
Specifications | eo_isolating_eqpt_spec | Isolating Equipment Spec | max_interrupting_current | Max Interrupting Current | dd_phys_field | No | No | No | No |  | float | No | 10
Specifications | eo_isolating_eqpt_spec | Isolating Equipment Spec | manufacturer | Manufacturer | dd_phys_field | No | No | No | No |  | ds_char16_vector | No | 21
Specifications | eo_isolating_eqpt_spec | Isolating Equipment Spec | rated_continuous_current | Rated Continuous Current | dd_phys_field | No | No | No | No |  | float | No | 10
Specifications | eo_isolating_eqpt_spec | Isolating Equipment Spec | spec_name | Spec Name | dd_phys_field | No | No | No | No |  | ds_char16_vector | No | 32
Specifications | eo_isolating_eqpt_spec | Isolating Equipment Spec | ehv | EHV | dd_phys_field | No | No | No | No |  | FALSE | Yes | 10
Specifications | eo_isolating_eqpt_spec | Isolating Equipment Spec | description | Description | dd_phys_field | No | No | No | No |  | ds_char16_vector | No | 20
Specifications | eo_isolating_eqpt_spec | Isolating Equipment Spec | load_break_ind | Load Break Indicator | dd_phys_field | No | No | No | Yes | No Unknown Yes | NA | No | 9
Specifications | eo_isolating_eqpt_spec | Isolating Equipment Spec | tp_max_operating_voltage | Max Operating Voltage | dd_phys_field | No | No | No | No |  | integer | No | 10
Specifications | eo_isolating_eqpt_spec | Isolating Equipment Spec | rated_voltage | Rated Voltage | dd_phys_field | No | No | No | No |  | float | No | 10
Specifications | eo_3w_power_xfrmr_ctrl_spec | 3-Winding Transformer Controller Spec | manufacturer_code | Manufacturer Code | dd_phys_field | No | No | No | No |  | ds_char16_vector | No | 20
Specifications | eo_3w_power_xfrmr_ctrl_spec | 3-Winding Transformer Controller Spec | obsolete | Obsolete | dd_phys_field | No | No | No | No |  | FALSE | Yes | 10
Specifications | eo_3w_power_xfrmr_ctrl_spec | 3-Winding Transformer Controller Spec | real_spec | Real Spec | dd_phys_field | No | No | No | No |  | FALSE | Yes | 10
Specifications | eo_3w_power_xfrmr_ctrl_spec | 3-Winding Transformer Controller Spec | embedded_ind | Embedded | dd_phys_field | No | No | No | Yes | No Unknown Yes | NA | Yes | 9
Specifications | eo_3w_power_xfrmr_ctrl_spec | 3-Winding Transformer Controller Spec | equipment | Equipment | dd_join_field | No | 3-Winding Transformer Controller | 0:n | No |  | NA | No | 20
Specifications | eo_3w_power_xfrmr_ctrl_spec | 3-Winding Transformer Controller Spec | device_type | Device Type | dd_phys_field | No | No | No | Yes | Unknown | NA | No | 10
Specifications | eo_3w_power_xfrmr_ctrl_spec | 3-Winding Transformer Controller Spec | description | Description | dd_phys_field | No | No | No | No |  | ds_char16_vector | No | 20
Specifications | eo_3w_power_xfrmr_ctrl_spec | 3-Winding Transformer Controller Spec | id | Id | dd_phys_field | No | No | No | No |  | integer | Yes | 10
Specifications | eo_3w_power_xfrmr_ctrl_spec | 3-Winding Transformer Controller Spec | manufacturer | Manufacturer | dd_phys_field | No | No | No | No |  | ds_char16_vector | No | 25
Specifications | eo_3w_power_xfrmr_ctrl_spec | 3-Winding Transformer Controller Spec | spec_name | Spec Name | dd_phys_field | No | No | No | No |  | ds_char16_vector | No | 32
Specifications | eo_energy_storage_ctrl_spec | Energy Storage Controller Spec | manufacturer_code | Manufacturer Code | dd_phys_field | No | No | No | No |  | ds_char16_vector | No | 20
Specifications | eo_energy_storage_ctrl_spec | Energy Storage Controller Spec | obsolete | Obsolete | dd_phys_field | No | No | No | No |  | FALSE | Yes | 10
Specifications | eo_energy_storage_ctrl_spec | Energy Storage Controller Spec | real_spec | Real Spec | dd_phys_field | No | No | No | No |  | FALSE | Yes | 10
Specifications | eo_energy_storage_ctrl_spec | Energy Storage Controller Spec | embedded_ind | Embedded | dd_phys_field | No | No | No | Yes | No Unknown Yes | NA | Yes | 9
Specifications | eo_energy_storage_ctrl_spec | Energy Storage Controller Spec | equipment | Equipment | dd_join_field | No | Energy Storage Controller | 0:n | No |  | NA | No | 20
Specifications | eo_energy_storage_ctrl_spec | Energy Storage Controller Spec | device_type | Device Type | dd_phys_field | No | No | No | Yes | Unknown | NA | No | 10
Specifications | eo_energy_storage_ctrl_spec | Energy Storage Controller Spec | description | Description | dd_phys_field | No | No | No | No |  | ds_char16_vector | No | 20
Specifications | eo_energy_storage_ctrl_spec | Energy Storage Controller Spec | manufacturer | Manufacturer | dd_phys_field | No | No | No | No |  | ds_char16_vector | No | 25
Specifications | eo_energy_storage_ctrl_spec | Energy Storage Controller Spec | spec_name | Spec Name | dd_phys_field | No | No | No | No |  | ds_char16_vector | No | 32
Specifications | eo_energy_storage_ctrl_spec | Energy Storage Controller Spec | id | Id | dd_phys_field | No | No | No | No |  | integer | Yes | 10
Specifications | eo_composite_switch_spec | Composite Switch Spec | mv | MV | dd_phys_field | No | No | No | No |  | FALSE | Yes | 10
Specifications | eo_composite_switch_spec | Composite Switch Spec | sub | Sub | dd_phys_field | No | No | No | No |  | FALSE | Yes | 10
Specifications | eo_composite_switch_spec | Composite Switch Spec | spec_name | Spec Name | dd_phys_field | No | No | No | No |  | ds_char16_vector | No | 32
Specifications | eo_composite_switch_spec | Composite Switch Spec | hv | HV | dd_phys_field | No | No | No | No |  | FALSE | Yes | 10
Specifications | eo_composite_switch_spec | Composite Switch Spec | manufacturer_code | Manufacturer Code | dd_phys_field | No | No | No | No |  | ds_char16_vector | No | 20
Specifications | eo_composite_switch_spec | Composite Switch Spec | manufacturer | Manufacturer | dd_phys_field | No | No | No | No |  | ds_char16_vector | No | 21
Specifications | eo_composite_switch_spec | Composite Switch Spec | device_type | Device Type | dd_phys_field | No | No | No | Yes | Distribution Panel Link Box Ring Main Unit Unknown | NA | Yes | 20
Specifications | eo_composite_switch_spec | Composite Switch Spec | id | Id | dd_phys_field | No | No | No | No |  | integer | Yes | 10
Specifications | eo_composite_switch_spec | Composite Switch Spec | obsolete | Obsolete | dd_phys_field | No | No | No | No |  | FALSE | Yes | 10
Specifications | eo_composite_switch_spec | Composite Switch Spec | real_spec | Real Spec | dd_phys_field | No | No | No | No |  | FALSE | Yes | 10
Specifications | eo_composite_switch_spec | Composite Switch Spec | ehv | EHV | dd_phys_field | No | No | No | No |  | FALSE | Yes | 10
Specifications | eo_composite_switch_spec | Composite Switch Spec | description | Description | dd_phys_field | No | No | No | No |  | ds_char16_vector | No | 20
Specifications | eo_composite_switch_spec | Composite Switch Spec | lv | LV | dd_phys_field | No | No | No | No |  | FALSE | Yes | 10
Specifications | eo_composite_switch_spec | Composite Switch Spec | configuration | Configuration | dd_phys_field | No | No | No | Yes | 1-Way 2-Way 3-Way 4-Way 5-Way Unknown | NA | No | 12
Specifications | eo_composite_switch_spec | Composite Switch Spec | composite_switch | Composite Switch | dd_join_field | No | Composite Switch | 0:n | No |  | NA | No | 20
Specifications | eo_3w_power_xfrmr_spec | 3-Winding Transformer Spec | hv | HV | dd_phys_field | No | No | No | No |  | FALSE | Yes | 10
Specifications | eo_3w_power_xfrmr_spec | 3-Winding Transformer Spec | ltc_1_min_range | Tap-1 Min. Range | dd_phys_field | No | No | No | No |  | float | No | 10
Specifications | eo_3w_power_xfrmr_spec | 3-Winding Transformer Spec | insulation | Insulation | dd_phys_field | No | No | No | No |  | ds_char16_vector | No | 10
Specifications | eo_3w_power_xfrmr_spec | 3-Winding Transformer Spec | impedance_sec_to_ter | Impedance (Sec -Ter) | dd_phys_field | No | No | No | No |  | float | No | 10
Specifications | eo_3w_power_xfrmr_spec | 3-Winding Transformer Spec | vector_group | Vector Group | dd_phys_field | No | No | No | No |  | ds_char16_vector | No | 5
Specifications | eo_3w_power_xfrmr_spec | 3-Winding Transformer Spec | ltc_2_min_range | Tap-2 Min. Range | dd_phys_field | No | No | No | No |  | float | No | 10
Specifications | eo_3w_power_xfrmr_spec | 3-Winding Transformer Spec | obsolete | Obsolete | dd_phys_field | No | No | No | No |  | FALSE | Yes | 10
Specifications | eo_3w_power_xfrmr_spec | 3-Winding Transformer Spec | manufacturer_code | Manufacturer Code | dd_phys_field | No | No | No | No |  | ds_char16_vector | No | 20
Specifications | eo_3w_power_xfrmr_spec | 3-Winding Transformer Spec | rated_app_power_pri | Rated Apparent Power - Pri | dd_phys_field | No | No | No | No |  | float | No | 10
Specifications | eo_3w_power_xfrmr_spec | 3-Winding Transformer Spec | equipment | Equipment | dd_join_field | No | 3-Winding Transformer | 0:N | No |  | NA | No | 20
Specifications | eo_3w_power_xfrmr_spec | 3-Winding Transformer Spec | description | Description | dd_phys_field | No | No | No | No |  | ds_char16_vector | No | 20
Specifications | eo_3w_power_xfrmr_spec | 3-Winding Transformer Spec | no_load_loss | No Load Loss | dd_phys_field | No | No | No | No |  | float | No | 10
Specifications | eo_3w_power_xfrmr_spec | 3-Winding Transformer Spec | ltc_1_lower_bandwidth | Tap-1 Lower Bandwidth | dd_phys_field | No | No | No | No |  | float | No | 10
Specifications | eo_3w_power_xfrmr_spec | 3-Winding Transformer Spec | x_r_ratio_pri_to_sec | X/R Ratio (Pri - Sec) | dd_phys_field | No | No | No | No |  | float | No | 10
Specifications | eo_3w_power_xfrmr_spec | 3-Winding Transformer Spec | ltc_2 | Tap-2 Location | dd_phys_field | No | No | No | Yes | Primary Secondary Tertiary Unknown | NA | No | 10
Specifications | eo_3w_power_xfrmr_spec | 3-Winding Transformer Spec | ltc_2_taps_count | Tap-2 No. of Taps | dd_phys_field | No | No | No | No |  | integer | No | 10
Specifications | eo_3w_power_xfrmr_spec | 3-Winding Transformer Spec | rated_source_voltage | Rated Primary Voltage | dd_phys_field | No | No | No | No |  | float | No | 10
Specifications | eo_3w_power_xfrmr_spec | 3-Winding Transformer Spec | rated_app_power_ter | Rated Apparent Power - Ter | dd_phys_field | No | No | No | No |  | float | No | 10
Specifications | eo_3w_power_xfrmr_spec | 3-Winding Transformer Spec | ltc_2_lower_bandwidth | Tap-2 Lower Bandwidth | dd_phys_field | No | No | No | No |  | float | No | 10
Specifications | eo_3w_power_xfrmr_spec | 3-Winding Transformer Spec | device_type | Device Type | dd_phys_field | No | No | No | Yes | Distribution Transformer Network Overhead Power Transformer Regulator SWER Isolation Station Auxilary Transformer Step Substation Underground Unknown | NA | Yes | 20
Specifications | eo_3w_power_xfrmr_spec | 3-Winding Transformer Spec | real_spec | Real Spec | dd_phys_field | No | No | No | No |  | FALSE | Yes | 10
Specifications | eo_3w_power_xfrmr_spec | 3-Winding Transformer Spec | rated_app_power_sec | Rated Apparent Power - Sec | dd_phys_field | No | No | No | No |  | float | No | 10
Specifications | eo_3w_power_xfrmr_spec | 3-Winding Transformer Spec | spec_name | Spec Name | dd_phys_field | No | No | No | No |  | ds_char16_vector | No | 32
Specifications | eo_3w_power_xfrmr_spec | 3-Winding Transformer Spec | rated_load_voltage | Rated Secondary Voltage | dd_phys_field | No | No | No | No |  | float | No | 10
Specifications | eo_3w_power_xfrmr_spec | 3-Winding Transformer Spec | lv | LV | dd_phys_field | No | No | No | No |  | FALSE | Yes | 10
Specifications | eo_3w_power_xfrmr_spec | 3-Winding Transformer Spec | sub | Sub | dd_phys_field | No | No | No | No |  | FALSE | Yes | 10
Specifications | eo_3w_power_xfrmr_spec | 3-Winding Transformer Spec | ltc_1 | Tap-1 Location | dd_phys_field | No | No | No | Yes | Primary Secondary Tertiary Unknown | NA | No | 10
Specifications | eo_3w_power_xfrmr_spec | 3-Winding Transformer Spec | neutral_tap_position_1 | Tap 1 Neutral Position | dd_phys_field | No | No | No | No |  | integer | No | 10
Specifications | eo_3w_power_xfrmr_spec | 3-Winding Transformer Spec | impedance_pri_to_sec | Impedance (Pri - Sec) | dd_phys_field | No | No | No | No |  | float | No | 10
Specifications | eo_3w_power_xfrmr_spec | 3-Winding Transformer Spec | ltc_1_upper_bandwidth | Tap-1 Upper Bandwidth | dd_phys_field | No | No | No | No |  | float | No | 10
Specifications | eo_3w_power_xfrmr_spec | 3-Winding Transformer Spec | ltc_2_max_range | Tap-2 Max. Range | dd_phys_field | No | No | No | No |  | float | No | 10
Specifications | eo_3w_power_xfrmr_spec | 3-Winding Transformer Spec | ltc_2_upper_bandwidth | Tap-2 Upper Bandwidth | dd_phys_field | No | No | No | No |  | float | No | 10
Specifications | eo_3w_power_xfrmr_spec | 3-Winding Transformer Spec | ltc_1_max_range | Tap-1 Max. Range | dd_phys_field | No | No | No | No |  | float | No | 10
Specifications | eo_3w_power_xfrmr_spec | 3-Winding Transformer Spec | ehv | EHV | dd_phys_field | No | No | No | No |  | FALSE | Yes | 10
Specifications | eo_3w_power_xfrmr_spec | 3-Winding Transformer Spec | x_r_ratio_pri_to_ter | X/R Ratio (Pri - Ter) | dd_phys_field | No | No | No | No |  | float | No | 10
Specifications | eo_3w_power_xfrmr_spec | 3-Winding Transformer Spec | ltc_1_taps_count | Tap-1 No. of Taps | dd_phys_field | No | No | No | No |  | integer | No | 10
Specifications | eo_3w_power_xfrmr_spec | 3-Winding Transformer Spec | manufacturer | Manufacturer | dd_phys_field | No | No | No | No |  | ds_char16_vector | No | 21
Specifications | eo_3w_power_xfrmr_spec | 3-Winding Transformer Spec | full_load_loss | Full Load Loss | dd_phys_field | No | No | No | No |  | float | No | 10
Specifications | eo_3w_power_xfrmr_spec | 3-Winding Transformer Spec | x_r_ratio_sec_to_ter | X/R Ratio (Sec - Ter) | dd_phys_field | No | No | No | No |  | float | No | 10
Specifications | eo_3w_power_xfrmr_spec | 3-Winding Transformer Spec | bank_type | Bank Type | dd_phys_field | No | No | No | Yes | 3/2 scott Banked Dd0 Dd6 Dyn11 Dz0 Dz6 Not Available Paralleled Series Unknown YnAoOd11 Ynd11 Yy0 Yy6 Yyy Yz11 | NA | No | 12
Specifications | eo_3w_power_xfrmr_spec | 3-Winding Transformer Spec | impedance_pri_to_ter | Impedance (Pri -Ter) | dd_phys_field | No | No | No | No |  | float | No | 10
Specifications | eo_3w_power_xfrmr_spec | 3-Winding Transformer Spec | primary_voltage_capability | Primary Voltage Capability | dd_phys_field | No | No | No | Yes | Dual Voltage Single Voltage Triple Voltage Unknown | NA | No | 16
Specifications | eo_3w_power_xfrmr_spec | 3-Winding Transformer Spec | neutral_tap_position_2 | Tap 2 Neutral Position | dd_phys_field | No | No | No | No |  | integer | No | 10
Specifications | eo_3w_power_xfrmr_spec | 3-Winding Transformer Spec | id | Id | dd_phys_field | No | No | No | No |  | integer | Yes | 10
Specifications | eo_3w_power_xfrmr_spec | 3-Winding Transformer Spec | rated_tertiary_voltage | Rated Tertiary Voltage | dd_phys_field | No | No | No | No |  | float | No | 10
Specifications | eo_3w_power_xfrmr_spec | 3-Winding Transformer Spec | mv | MV | dd_phys_field | No | No | No | No |  | FALSE | Yes | 10
Specifications | eo_dac_spec | Distribution Automation Controller Spec | manufacturer_code | Manufacturer Code | dd_phys_field | No | No | No | No |  | ds_char16_vector | No | 20
Specifications | eo_dac_spec | Distribution Automation Controller Spec | obsolete | Obsolete | dd_phys_field | No | No | No | No |  | FALSE | Yes | 10
Specifications | eo_dac_spec | Distribution Automation Controller Spec | real_spec | Real Spec | dd_phys_field | No | No | No | No |  | FALSE | Yes | 10
Specifications | eo_dac_spec | Distribution Automation Controller Spec | equipment | Equipment | dd_join_field | No | Distribution Automation Controller | 0:n | No |  | NA | No | 20
Specifications | eo_dac_spec | Distribution Automation Controller Spec | device_type | Device Type | dd_phys_field | No | No | No | Yes | Unknown | NA | No | 10
Specifications | eo_dac_spec | Distribution Automation Controller Spec | description | Description | dd_phys_field | No | No | No | No |  | ds_char16_vector | No | 20
Specifications | eo_dac_spec | Distribution Automation Controller Spec | manufacturer | Manufacturer | dd_phys_field | No | No | No | No |  | ds_char16_vector | No | 25
Specifications | eo_dac_spec | Distribution Automation Controller Spec | spec_name | Spec Name | dd_phys_field | No | No | No | No |  | ds_char16_vector | No | 32
Specifications | eo_dac_spec | Distribution Automation Controller Spec | id | Id | dd_phys_field | No | No | No | No |  | integer | Yes | 10
Specifications | eo_regulating_eqpt_ctrl_spec | Regulating Equipment Controller Spec | manufacturer | Manufacturer | dd_phys_field | No | No | No | No |  | ds_char16_vector | No | 25
Specifications | eo_regulating_eqpt_ctrl_spec | Regulating Equipment Controller Spec | equipment | Equipment | dd_join_field | No | Regulating Equipment Controller | 0:n | No |  | NA | No | 20
Specifications | eo_regulating_eqpt_ctrl_spec | Regulating Equipment Controller Spec | primary_control | Primary Control | dd_phys_field | No | No | No | Yes | AV Adaptive Var C Current D Temperature E Time/Temp Controlled F Fixed PF Power Factor R Var T Time Unknown V Voltage | NA | Yes | 10
Specifications | eo_regulating_eqpt_ctrl_spec | Regulating Equipment Controller Spec | description | Description | dd_phys_field | No | No | No | No |  | ds_char16_vector | No | 20
Specifications | eo_regulating_eqpt_ctrl_spec | Regulating Equipment Controller Spec | manufacturer_code | Manufacturer Code | dd_phys_field | No | No | No | No |  | ds_char16_vector | No | 20
Specifications | eo_regulating_eqpt_ctrl_spec | Regulating Equipment Controller Spec | device_type | Device Type | dd_phys_field | No | No | No | Yes | Unknown | NA | No | 10
Specifications | eo_regulating_eqpt_ctrl_spec | Regulating Equipment Controller Spec | id | Id | dd_phys_field | No | No | No | No |  | integer | Yes | 10
Specifications | eo_regulating_eqpt_ctrl_spec | Regulating Equipment Controller Spec | obsolete | Obsolete | dd_phys_field | No | No | No | No |  | FALSE | Yes | 10
Specifications | eo_regulating_eqpt_ctrl_spec | Regulating Equipment Controller Spec | embedded_ind | Embedded | dd_phys_field | No | No | No | Yes | No Unknown Yes | NA | Yes | 9
Specifications | eo_regulating_eqpt_ctrl_spec | Regulating Equipment Controller Spec | real_spec | Real Spec | dd_phys_field | No | No | No | No |  | FALSE | Yes | 10
Specifications | eo_regulating_eqpt_ctrl_spec | Regulating Equipment Controller Spec | spec_name | Spec Name | dd_phys_field | No | No | No | No |  | ds_char16_vector | No | 32
Specifications | eo_power_xfrmr_spec | Power Transformer Spec | impedance | Impedance | dd_phys_field | No | No | No | No |  | float | No | 10
Specifications | eo_power_xfrmr_spec | Power Transformer Spec | primary_voltage_capability | Primary Voltage Capability | dd_phys_field | No | No | No | Yes | Dual Voltage Single Voltage Triple Voltage Unknown | NA | No | 16
Specifications | eo_power_xfrmr_spec | Power Transformer Spec | ltc_lower_bandwidth | Lower Bandwidth | dd_phys_field | No | No | No | No |  | float | No | 10
Specifications | eo_power_xfrmr_spec | Power Transformer Spec | tp_lv_side_protection | LV Side Protection | dd_phys_field | No | No | No | Yes | Breaker Fuse Fuse+Breaker Isolator Isolator+Breaker Isolator+Fuse Isolator+Fuse+Breaker Unknown | NA | No | 10
Specifications | eo_power_xfrmr_spec | Power Transformer Spec | vector_group | Vector Group | dd_phys_field | No | No | No | No |  | ds_char16_vector | No | 5
Specifications | eo_power_xfrmr_spec | Power Transformer Spec | hv | HV | dd_phys_field | No | No | No | No |  | FALSE | Yes | 10
Specifications | eo_power_xfrmr_spec | Power Transformer Spec | real_spec | Real Spec | dd_phys_field | No | No | No | No |  | FALSE | Yes | 10
Specifications | eo_power_xfrmr_spec | Power Transformer Spec | ltc_taps_count | Number of Taps | dd_phys_field | No | No | No | No |  | integer | No | 10
Specifications | eo_power_xfrmr_spec | Power Transformer Spec | spec_name | Spec Name | dd_phys_field | No | No | No | No |  | ds_char16_vector | No | 32
Specifications | eo_power_xfrmr_spec | Power Transformer Spec | ltc_upper_bandwidth | Upper Bandwidth | dd_phys_field | No | No | No | No |  | float | No | 10
Specifications | eo_power_xfrmr_spec | Power Transformer Spec | ltc_max_range | Maximum Range | dd_phys_field | No | No | No | No |  | float | No | 10
Specifications | eo_power_xfrmr_spec | Power Transformer Spec | ltc_1 | Tap Location | dd_phys_field | No | No | No | Yes | Primary Secondary Tertiary Unknown | NA | No | 10
Specifications | eo_power_xfrmr_spec | Power Transformer Spec | description | Description | dd_phys_field | No | No | No | No |  | ds_char16_vector | No | 20
Specifications | eo_power_xfrmr_spec | Power Transformer Spec | rated_load_voltage | Rated Load Voltage | dd_phys_field | No | No | No | No |  | float | No | 10
Specifications | eo_power_xfrmr_spec | Power Transformer Spec | tp_iron_losses | Iron Losses | dd_phys_field | No | No | No | No |  | ds_char16_vector | No | 12
Specifications | eo_power_xfrmr_spec | Power Transformer Spec | ltc_min_range | Minimum Range | dd_phys_field | No | No | No | No |  | float | No | 10
Specifications | eo_power_xfrmr_spec | Power Transformer Spec | id | Id | dd_phys_field | No | No | No | No |  | integer | Yes | 10
Specifications | eo_power_xfrmr_spec | Power Transformer Spec | device_type | Device Type | dd_phys_field | No | No | No | Yes | Distribution Transformer Network Overhead Power Transformer Regulator SWER Isolation Station Auxilary Transformer Step Substation Underground Unknown | NA | Yes | 20
Specifications | eo_power_xfrmr_spec | Power Transformer Spec | tp_copper_loss | Copper Loss | dd_phys_field | No | No | No | No |  | integer | No | 10
Specifications | eo_power_xfrmr_spec | Power Transformer Spec | manufacturer_code | Manufacturer Code | dd_phys_field | No | No | No | No |  | ds_char16_vector | No | 20
Specifications | eo_power_xfrmr_spec | Power Transformer Spec | bank_type | Bank Type | dd_phys_field | No | No | No | Yes | 3/2 scott Banked Dd0 Dd6 Dyn11 Dz0 Dz6 Not Available Paralleled Series Unknown YnAoOd11 Ynd11 Yy0 Yy6 Yyy Yz11 | NA | No | 12
Specifications | eo_power_xfrmr_spec | Power Transformer Spec | rated_apparent_power | Rated Apparent Power | dd_phys_field | No | No | No | No |  | float | No | 10
Specifications | eo_power_xfrmr_spec | Power Transformer Spec | obsolete | Obsolete | dd_phys_field | No | No | No | No |  | FALSE | Yes | 10
Specifications | eo_power_xfrmr_spec | Power Transformer Spec | sub | Sub | dd_phys_field | No | No | No | No |  | FALSE | Yes | 10
Specifications | eo_power_xfrmr_spec | Power Transformer Spec | equipment | Equipment | dd_join_field | No | Power Transformer | 0:N | No |  | NA | No | 20
Specifications | eo_power_xfrmr_spec | Power Transformer Spec | ltc_neutral_tap_position | Neutral Tap Position | dd_phys_field | No | No | No | No |  | integer | No | 10
Specifications | eo_power_xfrmr_spec | Power Transformer Spec | no_load_loss | No Load Loss | dd_phys_field | No | No | No | No |  | float | No | 10
Specifications | eo_power_xfrmr_spec | Power Transformer Spec | insulation | Insulation | dd_phys_field | No | No | No | No |  | ds_char16_vector | No | 10
Specifications | eo_power_xfrmr_spec | Power Transformer Spec | mv | MV | dd_phys_field | No | No | No | No |  | FALSE | Yes | 10
Specifications | eo_power_xfrmr_spec | Power Transformer Spec | manufacturer | Manufacturer | dd_phys_field | No | No | No | No |  | ds_char16_vector | No | 21
Specifications | eo_power_xfrmr_spec | Power Transformer Spec | tp_mx_load_for_last_month | Max Load last month | dd_phys_field | No | No | No | No |  | integer | No | 10
Specifications | eo_power_xfrmr_spec | Power Transformer Spec | rated_source_voltage | Rated Source Voltage | dd_phys_field | No | No | No | No |  | float | No | 10
Specifications | eo_power_xfrmr_spec | Power Transformer Spec | tp_hv_side_protection | HV Side Protection | dd_phys_field | No | No | No | Yes | Breaker Fuse Fuse+Breaker Isolator Isolator+Breaker Isolator+Fuse Isolator+Fuse+Breaker Unknown | NA | No | 10
Specifications | eo_power_xfrmr_spec | Power Transformer Spec | lv | LV | dd_phys_field | No | No | No | No |  | FALSE | Yes | 10
Specifications | eo_power_xfrmr_spec | Power Transformer Spec | full_load_loss | Full Load Loss | dd_phys_field | No | No | No | No |  | float | No | 10
Specifications | eo_power_xfrmr_spec | Power Transformer Spec | ehv | EHV | dd_phys_field | No | No | No | No |  | FALSE | Yes | 10
Specifications | eo_power_xfrmr_spec | Power Transformer Spec | tp_mx_load_last_13_months | Max Load last 13Months | dd_phys_field | No | No | No | No |  | integer | No | 10
Specifications | eo_power_xfrmr_ctrl_spec | Power Transformer Controller Spec | manufacturer_code | Manufacturer Code | dd_phys_field | No | No | No | No |  | ds_char16_vector | No | 20
Specifications | eo_power_xfrmr_ctrl_spec | Power Transformer Controller Spec | obsolete | Obsolete | dd_phys_field | No | No | No | No |  | FALSE | Yes | 10
Specifications | eo_power_xfrmr_ctrl_spec | Power Transformer Controller Spec | real_spec | Real Spec | dd_phys_field | No | No | No | No |  | FALSE | Yes | 10
Specifications | eo_power_xfrmr_ctrl_spec | Power Transformer Controller Spec | embedded_ind | Embedded | dd_phys_field | No | No | No | Yes | No Unknown Yes | NA | Yes | 9
Specifications | eo_power_xfrmr_ctrl_spec | Power Transformer Controller Spec | equipment | Equipment | dd_join_field | No | Power Transformer Controller | 0:n | No |  | NA | No | 20
Specifications | eo_power_xfrmr_ctrl_spec | Power Transformer Controller Spec | device_type | Device Type | dd_phys_field | No | No | No | Yes | Unknown | NA | No | 10
Specifications | eo_power_xfrmr_ctrl_spec | Power Transformer Controller Spec | description | Description | dd_phys_field | No | No | No | No |  | ds_char16_vector | No | 20
Specifications | eo_power_xfrmr_ctrl_spec | Power Transformer Controller Spec | manufacturer | Manufacturer | dd_phys_field | No | No | No | No |  | ds_char16_vector | No | 25
Specifications | eo_power_xfrmr_ctrl_spec | Power Transformer Controller Spec | spec_name | Spec Name | dd_phys_field | No | No | No | No |  | ds_char16_vector | No | 32
Specifications | eo_power_xfrmr_ctrl_spec | Power Transformer Controller Spec | id | Id | dd_phys_field | No | No | No | No |  | integer | Yes | 10
Specifications | eo_voltage_transformer_spec | Voltage Transformer Spec | accuracy_class | Accuracy Class | dd_phys_field | No | No | No | No |  | ds_char16_vector | No | 10
Specifications | eo_voltage_transformer_spec | Voltage Transformer Spec | sub | Sub | dd_phys_field | No | No | No | No |  | FALSE | Yes | 10
Specifications | eo_voltage_transformer_spec | Voltage Transformer Spec | thermal_rating | Thermal Rating | dd_phys_field | No | No | No | No |  | float | No | 10
Specifications | eo_voltage_transformer_spec | Voltage Transformer Spec | mv | MV | dd_phys_field | No | No | No | No |  | FALSE | Yes | 10
Specifications | eo_voltage_transformer_spec | Voltage Transformer Spec | device_type | Device Type | dd_phys_field | No | No | No | Yes | CTPT Unit Current Transformer Unknown Voltage Transformer | NA | Yes | 10
Specifications | eo_voltage_transformer_spec | Voltage Transformer Spec | bank_configuration | Bank Configuration | dd_phys_field | No | No | No | Yes | Delta-UnGrd/Delta-UnGrd/Delta-UnGrd Delta-UnGrd/Delta-UnGrd/Wye-Grd Delta-UnGrd/Delta-UnGrd/Wye-UnGrd Delta-UnGrd/Wye-Grd/Delta-UnGrd Delta-UnGrd/Wye-Grd/Wye-Grd Delta-UnGrd/Wye-Grd/Wye-UnGrd Delta-UnGrd/Wye-UnGrd/Delta-UnGrd Delta-UnGrd/Wye-UnGrd/Wye-Grd Delta-UnGrd/Wye-UnGrd/Wye-UnGrd Phase-Grd/SWER/SWER Phase-Grd/SWER/Split-Phase Phase-Grd/Split-Phase/SWER Phase-Phase-UnGrd/SWER/Split-Phase Phase-Phase-UnGrd/Split-Phase/SWER Unknown Wye-Grd/Delta-UnGrd/Delta-UnGrd Wye-Grd/Delta-UnGrd/Wye-Grd Wye-Grd/Delta-UnGrd/Wye-UnGrd Wye-Grd/Wye-Grd/Delta-UnGrd Wye-Grd/Wye-Grd/Wye-Grd Wye-Grd/Wye-Grd/Wye-UnGrd Wye-Grd/Wye-UnGrd/Delta-UnGrd Wye-Grd/Wye-UnGrd/Wye-Grd Wye-Grd/Wye-UnGrd/Wye-UnGrd Wye-UnGrd/Delta-UnGrd/Delta-UnGrd Wye-UnGrd/Delta-UnGrd/Wye-Grd Wye-UnGrd/Delta-UnGrd/Wye-UnGrd Wye-UnGrd/Wye-Grd/Delta-UnGrd Wye-UnGrd/Wye-Grd/Wye-Grd Wye-UnGrd/Wye-Grd/Wye-UnGrd Wye-UnGrd/Wye-UnGrd/Delta-UnGrd Wye-UnGrd/Wye-UnGrd/Wye-Grd Wye-UnGrd/Wye-UnGrd/Wye-UnGrd | NA | No | 10
Specifications | eo_voltage_transformer_spec | Voltage Transformer Spec | manufacturer | Manufacturer | dd_phys_field | No | No | No | No |  | ds_char16_vector | No | 21
Specifications | eo_voltage_transformer_spec | Voltage Transformer Spec | hv | HV | dd_phys_field | No | No | No | No |  | FALSE | Yes | 10
Specifications | eo_voltage_transformer_spec | Voltage Transformer Spec | real_spec | Real Spec | dd_phys_field | No | No | No | No |  | FALSE | Yes | 10
Specifications | eo_voltage_transformer_spec | Voltage Transformer Spec | ehv | EHV | dd_phys_field | No | No | No | No |  | FALSE | Yes | 10
Specifications | eo_voltage_transformer_spec | Voltage Transformer Spec | id | Id | dd_phys_field | No | No | No | No |  | integer | Yes | 10
Specifications | eo_voltage_transformer_spec | Voltage Transformer Spec | lv | LV | dd_phys_field | No | No | No | No |  | FALSE | Yes | 10
Specifications | eo_voltage_transformer_spec | Voltage Transformer Spec | equipment | Equipment | dd_join_field | No | Measuring Equipment | 0:N | No |  | NA | No | 20
Specifications | eo_voltage_transformer_spec | Voltage Transformer Spec | spec_name | Spec Name | dd_phys_field | No | No | No | No |  | ds_char16_vector | No | 32
Specifications | eo_voltage_transformer_spec | Voltage Transformer Spec | obsolete | Obsolete | dd_phys_field | No | No | No | No |  | FALSE | Yes | 10
Specifications | eo_voltage_transformer_spec | Voltage Transformer Spec | description | Description | dd_phys_field | No | No | No | No |  | ds_char16_vector | No | 20
Specifications | eo_voltage_transformer_spec | Voltage Transformer Spec | manufacturer_code | Manufacturer Code | dd_phys_field | No | No | No | No |  | ds_char16_vector | No | 20
Specifications | eo_voltage_transformer_spec | Voltage Transformer Spec | ratio | Ratio | dd_phys_field | No | No | No | No |  | float | No | 10
Specifications | eo_cable_spec | Cable Spec | real_spec | Real Spec | dd_phys_field | No | No | No | No |  | FALSE | Yes | 10
Specifications | eo_cable_spec | Cable Spec | resistance_25 | Resistance 25 | dd_phys_field | No | No | No | No |  | float | No | 10
Specifications | eo_cable_spec | Cable Spec | tp_armoured? | Armoured? | dd_phys_field | No | No | No | Yes | NA No Unknown Yes | NA | No | 10
Specifications | eo_cable_spec | Cable Spec | obsolete | Obsolete | dd_phys_field | No | No | No | No |  | FALSE | Yes | 10
Specifications | eo_cable_spec | Cable Spec | equipment | Equipment | dd_join_field | No | Cable | 0:N | No |  | NA | No | 20
Specifications | eo_cable_spec | Cable Spec | mv | MV | dd_phys_field | No | No | No | No |  | FALSE | Yes | 10
Specifications | eo_cable_spec | Cable Spec | stranding | Stranding | dd_phys_field | No | No | No | No |  | ds_char16_vector | No | 20
Specifications | eo_cable_spec | Cable Spec | manufacturer_code | Manufacturer Code | dd_phys_field | No | No | No | No |  | ds_char16_vector | No | 20
Specifications | eo_cable_spec | Cable Spec | weight | Weight | dd_phys_field | No | No | No | No |  | float | No | 10
Specifications | eo_cable_spec | Cable Spec | manufacturer_ampacity | Manufacturer Ampacity | dd_phys_field | No | No | No | No |  | integer | No | 10
Specifications | eo_cable_spec | Cable Spec | size_val | Size | dd_phys_field | No | No | No | No |  | ds_char16_vector | No | 20
Specifications | eo_cable_spec | Cable Spec | hv | HV | dd_phys_field | No | No | No | No |  | FALSE | Yes | 10
Specifications | eo_cable_spec | Cable Spec | material | Material | dd_phys_field | No | No | No | No |  | ds_char16_vector | No | 20
Specifications | eo_cable_spec | Cable Spec | tp_rated_current | Rated Current | dd_phys_field | No | No | No | No |  | float | No | 10
Specifications | eo_cable_spec | Cable Spec | company_ampacity | Company Ampacity | dd_phys_field | No | No | No | No |  | integer | No | 10
Specifications | eo_cable_spec | Cable Spec | rated_strength | Rated Strength | dd_phys_field | No | No | No | No |  | ds_char16_vector | No | 20
Specifications | eo_cable_spec | Cable Spec | manufacturer | Manufacturer | dd_phys_field | No | No | No | No |  | ds_char16_vector | No | 21
Specifications | eo_cable_spec | Cable Spec | capacitance | Capacitance | dd_phys_field | No | No | No | No |  | float | No | 10
Specifications | eo_cable_spec | Cable Spec | lv | LV | dd_phys_field | No | No | No | No |  | FALSE | Yes | 10
Specifications | eo_cable_spec | Cable Spec | spec_name | Spec Name | dd_phys_field | No | No | No | No |  | ds_char16_vector | No | 32
Specifications | eo_cable_spec | Cable Spec | ehv | EHV | dd_phys_field | No | No | No | No |  | FALSE | Yes | 10
Specifications | eo_cable_spec | Cable Spec | diameter | Diameter | dd_phys_field | No | No | No | No |  | float | No | 10
Specifications | eo_cable_spec | Cable Spec | description | Description | dd_phys_field | No | No | No | No |  | ds_char16_vector | No | 20
Specifications | eo_cable_spec | Cable Spec | sub | Sub | dd_phys_field | No | No | No | No |  | FALSE | Yes | 10
Specifications | eo_cable_spec | Cable Spec | minimum_bend_radius | Minimum Bend Radius | dd_phys_field | No | No | No | No |  | float | No | 10
Specifications | eo_cable_spec | Cable Spec | resistance_50 | Resistance 50 | dd_phys_field | No | No | No | No |  | float | No | 10
Specifications | eo_cable_spec | Cable Spec | id | Id | dd_phys_field | No | No | No | No |  | integer | Yes | 10
Specifications | eo_regulating_eqpt_spec | Regulating Equipment Spec | rated_voltage | Rated Voltage | dd_phys_field | No | No | No | No |  | float | No | 10
Specifications | eo_regulating_eqpt_spec | Regulating Equipment Spec | manufacturer | Manufacturer | dd_phys_field | No | No | No | No |  | ds_char16_vector | No | 21
Specifications | eo_regulating_eqpt_spec | Regulating Equipment Spec | hv | HV | dd_phys_field | No | No | No | No |  | FALSE | Yes | 10
Specifications | eo_regulating_eqpt_spec | Regulating Equipment Spec | mv | MV | dd_phys_field | No | No | No | No |  | FALSE | Yes | 10
Specifications | eo_regulating_eqpt_spec | Regulating Equipment Spec | sub | Sub | dd_phys_field | No | No | No | No |  | FALSE | Yes | 10
Specifications | eo_regulating_eqpt_spec | Regulating Equipment Spec | ehv | EHV | dd_phys_field | No | No | No | No |  | FALSE | Yes | 10
Specifications | eo_regulating_eqpt_spec | Regulating Equipment Spec | device_type | Device Type | dd_phys_field | No | No | No | Yes | Capacitor Condenser Frequency Convertor Reactor Shunt Reactor Synchronous Machine Unknown | NA | Yes | 20
Specifications | eo_regulating_eqpt_spec | Regulating Equipment Spec | real_spec | Real Spec | dd_phys_field | No | No | No | No |  | FALSE | Yes | 10
Specifications | eo_regulating_eqpt_spec | Regulating Equipment Spec | id | Id | dd_phys_field | No | No | No | No |  | integer | Yes | 10
Specifications | eo_regulating_eqpt_spec | Regulating Equipment Spec | obsolete | Obsolete | dd_phys_field | No | No | No | No |  | FALSE | Yes | 10
Specifications | eo_regulating_eqpt_spec | Regulating Equipment Spec | lv | LV | dd_phys_field | No | No | No | No |  | FALSE | Yes | 10
Specifications | eo_regulating_eqpt_spec | Regulating Equipment Spec | equipment | Equipment | dd_join_field | No | Regulating Equipment | 0:N | No |  | NA | No | 20
Specifications | eo_regulating_eqpt_spec | Regulating Equipment Spec | manufacturer_code | Manufacturer Code | dd_phys_field | No | No | No | No |  | ds_char16_vector | No | 20
Specifications | eo_regulating_eqpt_spec | Regulating Equipment Spec | spec_name | Spec Name | dd_phys_field | No | No | No | No |  | ds_char16_vector | No | 32
Specifications | eo_regulating_eqpt_spec | Regulating Equipment Spec | reactive_power_rating | Reactive Power Rating | dd_phys_field | No | No | No | No |  | float | No | 10
Specifications | eo_regulating_eqpt_spec | Regulating Equipment Spec | description | Description | dd_phys_field | No | No | No | No |  | ds_char16_vector | No | 20
Specifications | eo_wire_spec | Wire Spec | mv | MV | dd_phys_field | No | No | No | No |  | FALSE | Yes | 10
Specifications | eo_wire_spec | Wire Spec | stranding | Stranding | dd_phys_field | No | No | No | No |  | ds_char16_vector | No | 20
Specifications | eo_wire_spec | Wire Spec | manufacturer_ampacity | Manufacturer Ampacity | dd_phys_field | No | No | No | No |  | integer | No | 10
Specifications | eo_wire_spec | Wire Spec | description | Description | dd_phys_field | No | No | No | No |  | ds_char16_vector | No | 20
Specifications | eo_wire_spec | Wire Spec | real_spec | Real Spec | dd_phys_field | No | No | No | No |  | FALSE | Yes | 10
Specifications | eo_wire_spec | Wire Spec | weight | Weight | dd_phys_field | No | No | No | No |  | float | No | 10
Specifications | eo_wire_spec | Wire Spec | rated_strength | Rated Strength | dd_phys_field | No | No | No | No |  | ds_char16_vector | No | 20
Specifications | eo_wire_spec | Wire Spec | obsolete | Obsolete | dd_phys_field | No | No | No | No |  | FALSE | Yes | 10
Specifications | eo_wire_spec | Wire Spec | hv | HV | dd_phys_field | No | No | No | No |  | FALSE | Yes | 10
Specifications | eo_wire_spec | Wire Spec | manufacturer | Manufacturer | dd_phys_field | No | No | No | No |  | ds_char16_vector | No | 21
Specifications | eo_wire_spec | Wire Spec | company_ampacity | Company Ampacity | dd_phys_field | No | No | No | No |  | integer | No | 10
Specifications | eo_wire_spec | Wire Spec | resistance_50 | Resistance 50 | dd_phys_field | No | No | No | No |  | float | No | 10
Specifications | eo_wire_spec | Wire Spec | manufacturer_code | Manufacturer Code | dd_phys_field | No | No | No | No |  | ds_char16_vector | No | 20
Specifications | eo_wire_spec | Wire Spec | resistance_25 | Resistance 25 | dd_phys_field | No | No | No | No |  | float | No | 10
Specifications | eo_wire_spec | Wire Spec | spec_name | Spec Name | dd_phys_field | No | No | No | No |  | ds_char16_vector | No | 32
Specifications | eo_wire_spec | Wire Spec | material | Material | dd_phys_field | No | No | No | No |  | ds_char16_vector | No | 20
Specifications | eo_wire_spec | Wire Spec | size_val | Size | dd_phys_field | No | No | No | No |  | ds_char16_vector | No | 20
Specifications | eo_wire_spec | Wire Spec | id | Id | dd_phys_field | No | No | No | No |  | integer | Yes | 10
Specifications | eo_wire_spec | Wire Spec | ehv | EHV | dd_phys_field | No | No | No | No |  | FALSE | Yes | 10
Specifications | eo_wire_spec | Wire Spec | lv | LV | dd_phys_field | No | No | No | No |  | FALSE | Yes | 10
Specifications | eo_wire_spec | Wire Spec | sub | Sub | dd_phys_field | No | No | No | No |  | FALSE | Yes | 10
Specifications | eo_wire_spec | Wire Spec | diameter | Diameter | dd_phys_field | No | No | No | No |  | float | No | 10
Specifications | eo_wire_spec | Wire Spec | tp_type | Type | dd_phys_field | No | No | No | Yes | AAAC ABC Dog Doubledog Goat MWSE Panther Rabbit Racoon Squirrel Unknown Weseal Wolf Zebra | NA | No | 10
Specifications | eo_wire_spec | Wire Spec | equipment | Equipment | dd_join_field | No | Wire | 0:N | No |  | NA | No | 20
Specifications | eo_isolating_eqpt_ctrl_spec | Isolating Equipment Controller Spec | manufacturer_code | Manufacturer Code | dd_phys_field | No | No | No | No |  | ds_char16_vector | No | 20
Specifications | eo_isolating_eqpt_ctrl_spec | Isolating Equipment Controller Spec | obsolete | Obsolete | dd_phys_field | No | No | No | No |  | FALSE | Yes | 10
Specifications | eo_isolating_eqpt_ctrl_spec | Isolating Equipment Controller Spec | real_spec | Real Spec | dd_phys_field | No | No | No | No |  | FALSE | Yes | 10
Specifications | eo_isolating_eqpt_ctrl_spec | Isolating Equipment Controller Spec | embedded_ind | Embedded | dd_phys_field | No | No | No | Yes | No Unknown Yes | NA | Yes | 9
Specifications | eo_isolating_eqpt_ctrl_spec | Isolating Equipment Controller Spec | equipment | Equipment | dd_join_field | No | Isolating Equipment Controller | 0:n | No |  | NA | No | 20
Specifications | eo_isolating_eqpt_ctrl_spec | Isolating Equipment Controller Spec | device_type | Device Type | dd_phys_field | No | No | No | Yes | Unknown | NA | No | 10
Specifications | eo_isolating_eqpt_ctrl_spec | Isolating Equipment Controller Spec | description | Description | dd_phys_field | No | No | No | No |  | ds_char16_vector | No | 20
Specifications | eo_isolating_eqpt_ctrl_spec | Isolating Equipment Controller Spec | manufacturer | Manufacturer | dd_phys_field | No | No | No | No |  | ds_char16_vector | No | 25
Specifications | eo_isolating_eqpt_ctrl_spec | Isolating Equipment Controller Spec | spec_name | Spec Name | dd_phys_field | No | No | No | No |  | ds_char16_vector | No | 32
Specifications | eo_isolating_eqpt_ctrl_spec | Isolating Equipment Controller Spec | id | Id | dd_phys_field | No | No | No | No |  | integer | Yes | 10
Specifications | eo_current_transformer_spec | Current Transformer Spec | real_spec | Real Spec | dd_phys_field | No | No | No | No |  | FALSE | Yes | 10
Specifications | eo_current_transformer_spec | Current Transformer Spec | ct_type | CT Type | dd_phys_field | No | No | No | Yes | On Line Type Ring Type Unknown | NA | No | 10
Specifications | eo_current_transformer_spec | Current Transformer Spec | device_type | Device Type | dd_phys_field | No | No | No | Yes | CTPT Unit Current Transformer Unknown Voltage Transformer | NA | Yes | 10
Specifications | eo_current_transformer_spec | Current Transformer Spec | obsolete | Obsolete | dd_phys_field | No | No | No | No |  | FALSE | Yes | 10
Specifications | eo_current_transformer_spec | Current Transformer Spec | mv | MV | dd_phys_field | No | No | No | No |  | FALSE | Yes | 10
Specifications | eo_current_transformer_spec | Current Transformer Spec | peak_primary_current | Peak Primary Current | dd_phys_field | No | No | No | No |  | float | No | 10
Specifications | eo_current_transformer_spec | Current Transformer Spec | hv | HV | dd_phys_field | No | No | No | No |  | FALSE | Yes | 10
Specifications | eo_current_transformer_spec | Current Transformer Spec | rated_insulation_voltage | Rated Insulation Voltage | dd_phys_field | No | No | No | No |  | float | No | 10
Specifications | eo_current_transformer_spec | Current Transformer Spec | accuracy_limit_factor | Accuracy Limit Factor (ALF) | dd_phys_field | No | No | No | No |  | integer | No | 10
Specifications | eo_current_transformer_spec | Current Transformer Spec | manufacturer_code | Manufacturer Code | dd_phys_field | No | No | No | No |  | ds_char16_vector | No | 20
Specifications | eo_current_transformer_spec | Current Transformer Spec | ehv | EHV | dd_phys_field | No | No | No | No |  | FALSE | Yes | 10
Specifications | eo_current_transformer_spec | Current Transformer Spec | safety_factor | Safety Factor | dd_phys_field | No | No | No | No |  | integer | No | 10
Specifications | eo_current_transformer_spec | Current Transformer Spec | sub | Sub | dd_phys_field | No | No | No | No |  | FALSE | Yes | 10
Specifications | eo_current_transformer_spec | Current Transformer Spec | id | Id | dd_phys_field | No | No | No | No |  | integer | Yes | 10
Specifications | eo_current_transformer_spec | Current Transformer Spec | accuracy_power | Accuracy Power | dd_phys_field | No | No | No | No |  | integer | No | 10
Specifications | eo_current_transformer_spec | Current Transformer Spec | accuracy_class | Accuracy Class | dd_phys_field | No | No | No | No |  | ds_char16_vector | No | 32
Specifications | eo_current_transformer_spec | Current Transformer Spec | equipment | Equipment | dd_join_field | No | Measuring Equipment | 0:N | No |  | NA | No | 20
Specifications | eo_current_transformer_spec | Current Transformer Spec | impulse_withstand_voltage | Impulse Withstand Voltage | dd_phys_field | No | No | No | No |  | float | No | 10
Specifications | eo_current_transformer_spec | Current Transformer Spec | manufacturer | Manufacturer | dd_phys_field | No | No | No | No |  | ds_char16_vector | No | 21
Specifications | eo_current_transformer_spec | Current Transformer Spec | short_circuit_thermal | Short Circuit Thermal (Ith) | dd_phys_field | No | No | No | No |  | float | No | 10
Specifications | eo_current_transformer_spec | Current Transformer Spec | lv | LV | dd_phys_field | No | No | No | No |  | FALSE | Yes | 10
Specifications | eo_current_transformer_spec | Current Transformer Spec | spec_name | Spec Name | dd_phys_field | No | No | No | No |  | ds_char16_vector | No | 32
Specifications | eo_current_transformer_spec | Current Transformer Spec | dynamic_current | Dynamic Current (Idyn) | dd_phys_field | No | No | No | No |  | float | No | 10
Specifications | eo_current_transformer_spec | Current Transformer Spec | description | Description | dd_phys_field | No | No | No | No |  | ds_char16_vector | No | 20
Specifications | eo_current_transformer_spec | Current Transformer Spec | ratio | Ratio | dd_phys_field | No | No | No | No |  | float | No | 10
Specifications | eo_current_transformer_spec | Current Transformer Spec | power_frequency_withstand_volt | Power Frequency Withstand Voltage | dd_phys_field | No | No | No | No |  | float | No | 10
Specifications | eo_current_transformer_spec | Current Transformer Spec | primary_current | Primary Current | dd_phys_field | No | No | No | No |  | float | No | 10
Specifications | eo_connector_point_spec | Connector Point Spec | manufacturer | Manufacturer | dd_phys_field | No | No | No | No |  | ds_char16_vector | No | 21
Specifications | eo_connector_point_spec | Connector Point Spec | manufacturer_code | Manufacturer Code | dd_phys_field | No | No | No | No |  | ds_char16_vector | No | 20
Specifications | eo_connector_point_spec | Connector Point Spec | mv | MV | dd_phys_field | No | No | No | No |  | FALSE | Yes | 10
Specifications | eo_connector_point_spec | Connector Point Spec | ehv | EHV | dd_phys_field | No | No | No | No |  | FALSE | Yes | 10
Specifications | eo_connector_point_spec | Connector Point Spec | sub | Sub | dd_phys_field | No | No | No | No |  | FALSE | Yes | 10
Specifications | eo_connector_point_spec | Connector Point Spec | hv | HV | dd_phys_field | No | No | No | No |  | FALSE | Yes | 10
Specifications | eo_connector_point_spec | Connector Point Spec | equipment | Equipment | dd_join_field | No | Connector Point | 0:N | No |  | NA | No | 20
Specifications | eo_connector_point_spec | Connector Point Spec | spec_name | Spec Name | dd_phys_field | No | No | No | No |  | ds_char16_vector | No | 32
Specifications | eo_connector_point_spec | Connector Point Spec | description | Description | dd_phys_field | No | No | No | No |  | ds_char16_vector | No | 20
Specifications | eo_connector_point_spec | Connector Point Spec | device_type | Device Type | dd_phys_field | No | No | No | Yes | Branch Point Breach Cable Joint Cable Straight Through Joint Cable Termination Earth End Point Mains Pothead Service Splice Straight Termination Unknown Wire Change Wire Joint | NA | Yes | 20
Specifications | eo_connector_point_spec | Connector Point Spec | id | Id | dd_phys_field | No | No | No | No |  | integer | Yes | 10
Specifications | eo_connector_point_spec | Connector Point Spec | lv | LV | dd_phys_field | No | No | No | No |  | FALSE | Yes | 10
Specifications | eo_connector_point_spec | Connector Point Spec | real_spec | Real Spec | dd_phys_field | No | No | No | No |  | FALSE | Yes | 10
Specifications | eo_connector_point_spec | Connector Point Spec | obsolete | Obsolete | dd_phys_field | No | No | No | No |  | FALSE | Yes | 10
Specifications | eo_conduit_spec | Conduit Spec | external_height | External Height | dd_phys_field | No | No | No | No |  | float | No | 10
Specifications | eo_conduit_spec | Conduit Spec | conduit_type | Conduit Type | dd_phys_field | No | No | No | Yes | Conduit Duct Bank Unknown | NA | Yes | 10
Specifications | eo_conduit_spec | Conduit Spec | manufacturer | Manufacturer | dd_phys_field | No | No | No | No |  | ds_char16_vector | No | 25
Specifications | eo_conduit_spec | Conduit Spec | material | Material | dd_phys_field | No | No | No | Yes | Cement Concrete Fiberglass GI HDPE PE PVC RCC Steel Unknown | NA | Yes | 10
Specifications | eo_conduit_spec | Conduit Spec | conduits | Conduits | dd_join_field | No | Conduit | 0:n | No |  | NA | No | 20
Specifications | eo_conduit_spec | Conduit Spec | real_spec | Real Spec | dd_phys_field | No | No | No | No |  | FALSE | Yes | 10
Specifications | eo_conduit_spec | Conduit Spec | id | Id | dd_phys_field | No | No | No | No |  | integer | Yes | 10
Specifications | eo_conduit_spec | Conduit Spec | internal_height | Internal Height | dd_phys_field | No | No | No | No |  | float | No | 10
Specifications | eo_conduit_spec | Conduit Spec | is_solid | Solid | dd_phys_field | No | No | No | Yes | No Unknown Yes | NA | Yes | 10
Specifications | eo_conduit_spec | Conduit Spec | internal_diameter | Internal Diameter | dd_phys_field | No | No | No | No |  | float | No | 10
Specifications | eo_conduit_spec | Conduit Spec | external_width | External Width | dd_phys_field | No | No | No | No |  | float | No | 10
Specifications | eo_conduit_spec | Conduit Spec | internal_width | Internal Width | dd_phys_field | No | No | No | No |  | float | No | 10
Specifications | eo_conduit_spec | Conduit Spec | spec_name | Spec Name | dd_phys_field | No | No | No | No |  | ds_char16_vector | No | 32
Specifications | eo_conduit_spec | Conduit Spec | external_diameter | External Diameter | dd_phys_field | No | No | No | No |  | float | No | 10
Specifications | eo_conduit_spec | Conduit Spec | obsolete | Obsolete | dd_phys_field | No | No | No | No |  | FALSE | Yes | 10
Specifications | eo_conduit_spec | Conduit Spec | description | Description | dd_phys_field | No | No | No | No |  | ds_char16_vector | No | 20
Specifications | eo_conduit_spec | Conduit Spec | manufacturer_code | Manufacturer Code | dd_phys_field | No | No | No | No |  | ds_char16_vector | No | 20
Specifications | eo_conduit_spec | Conduit Spec | is_circular | Circular | dd_phys_field | No | No | No | Yes | No Unknown Yes | NA | Yes | 10
Specifications | eo_protective_eqpt_spec | Protective Equipment Spec | manufacturer | Manufacturer | dd_phys_field | No | No | No | No |  | ds_char16_vector | No | 21
Specifications | eo_protective_eqpt_spec | Protective Equipment Spec | device_type | Device Type | dd_phys_field | No | No | No | Yes | Arrester Carrier Control Fault Indicator Fault Locator Fault Pass Indicator Lightining Arrester Relay Resistor Series Reactor Surge Protector Unknown Wave Trap | NA | Yes | 20
Specifications | eo_protective_eqpt_spec | Protective Equipment Spec | mv | MV | dd_phys_field | No | No | No | No |  | FALSE | Yes | 10
Specifications | eo_protective_eqpt_spec | Protective Equipment Spec | hv | HV | dd_phys_field | No | No | No | No |  | FALSE | Yes | 10
Specifications | eo_protective_eqpt_spec | Protective Equipment Spec | tp_drain_voltage | Drain Voltage | dd_phys_field | No | No | No | No |  | float | No | 10
Specifications | eo_protective_eqpt_spec | Protective Equipment Spec | lv | LV | dd_phys_field | No | No | No | No |  | FALSE | Yes | 10
Specifications | eo_protective_eqpt_spec | Protective Equipment Spec | sub | Sub | dd_phys_field | No | No | No | No |  | FALSE | Yes | 10
Specifications | eo_protective_eqpt_spec | Protective Equipment Spec | ehv | EHV | dd_phys_field | No | No | No | No |  | FALSE | Yes | 10
Specifications | eo_protective_eqpt_spec | Protective Equipment Spec | id | Id | dd_phys_field | No | No | No | No |  | integer | Yes | 10
Specifications | eo_protective_eqpt_spec | Protective Equipment Spec | trip_current | Trip Current | dd_phys_field | No | No | No | No |  | float | No | 10
Specifications | eo_protective_eqpt_spec | Protective Equipment Spec | obsolete | Obsolete | dd_phys_field | No | No | No | No |  | FALSE | Yes | 10
Specifications | eo_protective_eqpt_spec | Protective Equipment Spec | protection_type | Protection Type | dd_phys_field | No | No | No | Yes | Buckholtz Current Differential Protection Distance Protection Earth Fault Fault Indication Master Trip OTI Over Current Surge Protection Under Frequency Under Voltage Unknown Voltage WTI | NA | Yes | 9
Specifications | eo_protective_eqpt_spec | Protective Equipment Spec | trip_voltage | Trip Voltage | dd_phys_field | No | No | No | No |  | float | No | 10
Specifications | eo_protective_eqpt_spec | Protective Equipment Spec | real_spec | Real Spec | dd_phys_field | No | No | No | No |  | FALSE | Yes | 10
Specifications | eo_protective_eqpt_spec | Protective Equipment Spec | manufacturer_code | Manufacturer Code | dd_phys_field | No | No | No | No |  | ds_char16_vector | No | 20
Specifications | eo_protective_eqpt_spec | Protective Equipment Spec | spec_name | Spec Name | dd_phys_field | No | No | No | No |  | ds_char16_vector | No | 32
Specifications | eo_protective_eqpt_spec | Protective Equipment Spec | equipment | Equipment | dd_join_field | No | Protective Equipment | 0:N | No |  | NA | No | 20
Specifications | eo_protective_eqpt_spec | Protective Equipment Spec | description | Description | dd_phys_field | No | No | No | No |  | ds_char16_vector | No | 20
Specifications | eo_protective_eqpt_spec | Protective Equipment Spec | tp_rated_discharge_current | Rated Discharge Current | dd_phys_field | No | No | No | No |  | float | No | 10
Specifications | eo_energy_storage_spec | Energy Storage Spec | id | Id | dd_phys_field | No | No | No | No |  | integer | Yes | 10
Specifications | eo_energy_storage_spec | Energy Storage Spec | mv | MV | dd_phys_field | No | No | No | No |  | FALSE | Yes | 10
Specifications | eo_energy_storage_spec | Energy Storage Spec | ehv | EHV | dd_phys_field | No | No | No | No |  | FALSE | Yes | 10
Specifications | eo_energy_storage_spec | Energy Storage Spec | real_spec | Real Spec | dd_phys_field | No | No | No | No |  | FALSE | Yes | 10
Specifications | eo_energy_storage_spec | Energy Storage Spec | transfer_capacity | Transfer Capacity | dd_phys_field | No | No | No | No |  | float | No | 10
Specifications | eo_energy_storage_spec | Energy Storage Spec | tp_output_voltage | Output Voltage | dd_phys_field | No | No | No | No |  | float | No | 10
Specifications | eo_energy_storage_spec | Energy Storage Spec | rated_power | Rated Power | dd_phys_field | No | No | No | No |  | float | No | 10
Specifications | eo_energy_storage_spec | Energy Storage Spec | sub | Sub | dd_phys_field | No | No | No | No |  | FALSE | Yes | 10
Specifications | eo_energy_storage_spec | Energy Storage Spec | equipment | Equipment | dd_join_field | No | Energy Storage | 0:N | No |  | NA | No | 20
Specifications | eo_energy_storage_spec | Energy Storage Spec | hv | HV | dd_phys_field | No | No | No | No |  | FALSE | Yes | 10
Specifications | eo_energy_storage_spec | Energy Storage Spec | spec_name | Spec Name | dd_phys_field | No | No | No | No |  | ds_char16_vector | No | 32
Specifications | eo_energy_storage_spec | Energy Storage Spec | manufacturer_code | Manufacturer Code | dd_phys_field | No | No | No | No |  | ds_char16_vector | No | 20
Specifications | eo_energy_storage_spec | Energy Storage Spec | manufacturer | Manufacturer | dd_phys_field | No | No | No | No |  | ds_char16_vector | No | 25
Specifications | eo_energy_storage_spec | Energy Storage Spec | description | Description | dd_phys_field | No | No | No | No |  | ds_char16_vector | No | 40
Specifications | eo_energy_storage_spec | Energy Storage Spec | obsolete | Obsolete | dd_phys_field | No | No | No | No |  | FALSE | Yes | 10
Specifications | eo_energy_storage_spec | Energy Storage Spec | tp_rated_current | Rated Current | dd_phys_field | No | No | No | No |  | float | No | 10
Specifications | eo_energy_storage_spec | Energy Storage Spec | lv | LV | dd_phys_field | No | No | No | No |  | FALSE | Yes | 10
Specifications | eo_energy_storage_spec | Energy Storage Spec | storage_capacity | Storage Capacity | dd_phys_field | No | No | No | No |  | float | No | 10
Specifications | eo_energy_storage_spec | Energy Storage Spec | device_type | Device Type | dd_phys_field | No | No | No | Yes | Battery Community Energy Storage Dry LeadAcid Others Sodium-sulfur Battery (NaS) Superconducting Magnetic Energy Storage Unknown | NA | Yes | 10
Specifications | eo_energy_storage_spec | Energy Storage Spec | reactive_power | Reactive Power | dd_phys_field | No | No | No | No |  | float | No | 10
Specifications | eo_dac_control_setting | DAC Control Setting | control_setting_name | Control Setting Name | dd_phys_field | No | No | No | No |  | ds_char16_vector | No | 32
Specifications | eo_dac_control_setting | DAC Control Setting | control_type_10 | Control Type 10 | dd_phys_field | No | No | No | No |  | FALSE | Yes | 10
Specifications | eo_dac_control_setting | DAC Control Setting | volt_var_control | Volt Var Control | dd_phys_field | No | No | No | No |  | FALSE | Yes | 10
Specifications | eo_dac_control_setting | DAC Control Setting | data_concentrator | Data Concentrator | dd_phys_field | No | No | No | No |  | FALSE | Yes | 10
Specifications | eo_dac_control_setting | DAC Control Setting | control_type_9 | Control Type 9 | dd_phys_field | No | No | No | No |  | FALSE | Yes | 10
Specifications | eo_dac_control_setting | DAC Control Setting | control_type_5 | Control Type 5 | dd_phys_field | No | No | No | No |  | FALSE | Yes | 10
Specifications | eo_dac_control_setting | DAC Control Setting | distribution_energy_management | Distribution Energy Management | dd_phys_field | No | No | No | No |  | FALSE | Yes | 10
Specifications | eo_dac_control_setting | DAC Control Setting | circuit_reconfiguration | Circuit Reconfiguration | dd_phys_field | No | No | No | No |  | FALSE | Yes | 10
Specifications | eo_dac_control_setting | DAC Control Setting | control_type_8 | Control Type 8 | dd_phys_field | No | No | No | No |  | FALSE | Yes | 10
Specifications | eo_dac_control_setting | DAC Control Setting | control_type_7 | Control Type 7 | dd_phys_field | No | No | No | No |  | FALSE | Yes | 10
Specifications | eo_dac_control_setting | DAC Control Setting | control_type_6 | Control Type 6 | dd_phys_field | No | No | No | No |  | FALSE | Yes | 10
Specifications | eo_dac_control_setting | DAC Control Setting | controllers | Controllers | dd_join_field | No | Distribution Automation Controller | 0:n | No |  | NA | No | 20
Specifications | eo_dac_control_setting | DAC Control Setting | obsolete | Obsolete | dd_phys_field | No | No | No | No |  | FALSE | Yes | 10
Specifications | eo_dac_control_setting | DAC Control Setting | id | Id | dd_phys_field | No | No | No | No |  | integer | Yes | 10
Specifications | eo_connector_segment_spec | Connector Segment Spec | manufacturer | Manufacturer | dd_phys_field | No | No | No | No |  | ds_char16_vector | No | 21
Specifications | eo_connector_segment_spec | Connector Segment Spec | manufacturer_code | Manufacturer Code | dd_phys_field | No | No | No | No |  | ds_char16_vector | No | 20
Specifications | eo_connector_segment_spec | Connector Segment Spec | mv | MV | dd_phys_field | No | No | No | No |  | FALSE | Yes | 10
Specifications | eo_connector_segment_spec | Connector Segment Spec | ehv | EHV | dd_phys_field | No | No | No | No |  | FALSE | Yes | 10
Specifications | eo_connector_segment_spec | Connector Segment Spec | sub | Sub | dd_phys_field | No | No | No | No |  | FALSE | Yes | 10
Specifications | eo_connector_segment_spec | Connector Segment Spec | hv | HV | dd_phys_field | No | No | No | No |  | FALSE | Yes | 10
Specifications | eo_connector_segment_spec | Connector Segment Spec | equipment | Equipment | dd_join_field | No | Connector Segment | 0:N | No |  | NA | No | 20
Specifications | eo_connector_segment_spec | Connector Segment Spec | spec_name | Spec Name | dd_phys_field | No | No | No | No |  | ds_char16_vector | No | 32
Specifications | eo_connector_segment_spec | Connector Segment Spec | description | Description | dd_phys_field | No | No | No | No |  | ds_char16_vector | No | 20
Specifications | eo_connector_segment_spec | Connector Segment Spec | device_type | Device Type | dd_phys_field | No | No | No | Yes | Bridge Busbar Internal link Mid Span Tap Others Tap Unknown | NA | Yes | 20
Specifications | eo_connector_segment_spec | Connector Segment Spec | id | Id | dd_phys_field | No | No | No | No |  | integer | Yes | 10
Specifications | eo_connector_segment_spec | Connector Segment Spec | lv | LV | dd_phys_field | No | No | No | No |  | FALSE | Yes | 10
Specifications | eo_connector_segment_spec | Connector Segment Spec | real_spec | Real Spec | dd_phys_field | No | No | No | No |  | FALSE | Yes | 10
Specifications | eo_connector_segment_spec | Connector Segment Spec | obsolete | Obsolete | dd_phys_field | No | No | No | No |  | FALSE | Yes | 10
Specifications | eo_protective_eqpt_ctrl_spec | Protective Equipment Controller Spec | manufacturer_code | Manufacturer Code | dd_phys_field | No | No | No | No |  | ds_char16_vector | No | 20
Specifications | eo_protective_eqpt_ctrl_spec | Protective Equipment Controller Spec | obsolete | Obsolete | dd_phys_field | No | No | No | No |  | FALSE | Yes | 10
Specifications | eo_protective_eqpt_ctrl_spec | Protective Equipment Controller Spec | real_spec | Real Spec | dd_phys_field | No | No | No | No |  | FALSE | Yes | 10
Specifications | eo_protective_eqpt_ctrl_spec | Protective Equipment Controller Spec | embedded_ind | Embedded | dd_phys_field | No | No | No | Yes | No Unknown Yes | NA | Yes | 9
Specifications | eo_protective_eqpt_ctrl_spec | Protective Equipment Controller Spec | device_type | Device Type | dd_phys_field | No | No | No | Yes | Unknown | NA | No | 10
Specifications | eo_protective_eqpt_ctrl_spec | Protective Equipment Controller Spec | equipment | Equipment | dd_join_field | No | Protective Equipment Controller | 0:n | No |  | NA | No | 20
Specifications | eo_protective_eqpt_ctrl_spec | Protective Equipment Controller Spec | description | Description | dd_phys_field | No | No | No | No |  | ds_char16_vector | No | 20
Specifications | eo_protective_eqpt_ctrl_spec | Protective Equipment Controller Spec | manufacturer | Manufacturer | dd_phys_field | No | No | No | No |  | ds_char16_vector | No | 25
Specifications | eo_protective_eqpt_ctrl_spec | Protective Equipment Controller Spec | spec_name | Spec Name | dd_phys_field | No | No | No | No |  | ds_char16_vector | No | 32
Specifications | eo_protective_eqpt_ctrl_spec | Protective Equipment Controller Spec | id | Id | dd_phys_field | No | No | No | No |  | integer | Yes | 10
Annotations | eo_accurate_route_annotation | Accurate Route Annotation | id | Id | dd_phys_field | No | No | No | No |  | integer | Yes | 10
Annotations | eo_accurate_route_annotation | Accurate Route Annotation | type | Type | dd_phys_field | No | No | No | Yes | Circuit Flow Direction Material Name Next structure Phase Remarks Size Size Material Unknown Voltage | NA | Yes | 10
Annotations | eo_accurate_route_annotation | Accurate Route Annotation | eo_accurate_route_id | Eo Accurate Route Id | dd_phys_field | No | No | No | No |  | integer | Yes | 10
Annotations | eo_accurate_route_annotation | Accurate Route Annotation | annotation | Annotation | dd_geom_field | text | No | No | No |  | NA | No | 10
Annotations | eo_accurate_route_annotation | Accurate Route Annotation | eo_accurate_route | Accurate Route | dd_join_field | No | Accurate Route | 1:n | No |  | NA | Yes | 20
Annotations | eo_accurate_route_annotation | Accurate Route Annotation | leader_line | Leader Line | dd_geom_field | simple_chain | No | No | No |  | NA | No | 10
Annotations | eo_circuit_annotation | Circuit Annotation | id | Id | dd_phys_field | No | No | No | No |  | integer | Yes | 10
Annotations | eo_circuit_annotation | Circuit Annotation | type | Type | dd_phys_field | No | No | No | Yes | Circuit Flow Direction Material Name Next structure Phase Remarks Size Size Material Unknown Voltage | NA | Yes | 15
Annotations | eo_circuit_annotation | Circuit Annotation | annotation | Annotation | dd_geom_field | text | No | No | No |  | NA | No | 10
Annotations | eo_circuit_annotation | Circuit Annotation | circuit_id | Internal Circuit ID | dd_phys_field | No | No | No | No |  | integer | Yes | 10
Annotations | eo_circuit_annotation | Circuit Annotation | circuit | Circuit ID | dd_join_field | No | Circuit | 1:n | No |  | NA | Yes | 20
Annotations | eo_cable_annotation | Cable Annotation | annotation_other | Other Annotation | dd_geom_field | text | No | No | No |  | NA | No | 10
Annotations | eo_cable_annotation | Cable Annotation | annotation_mv | MV Annotation | dd_geom_field | text | No | No | No |  | NA | No | 10
Annotations | eo_cable_annotation | Cable Annotation | network_type | Network Type | dd_derived_field | No | No | No | No |  | ds_char16_vector | No | 10
Annotations | eo_cable_annotation | Cable Annotation | location_mv | MV Location | dd_geom_field | simple_point | No | No | No |  | NA | No | 10
Annotations | eo_cable_annotation | Cable Annotation | location_lv | LV Location | dd_geom_field | simple_point | No | No | No |  | NA | No | 10
Annotations | eo_cable_annotation | Cable Annotation | location_other | Other Location | dd_geom_field | simple_point | No | No | No |  | NA | No | 10
Annotations | eo_cable_annotation | Cable Annotation | id | Id | dd_phys_field | No | No | No | No |  | integer | Yes | 10
Annotations | eo_cable_annotation | Cable Annotation | segment_id | Segment ID | dd_phys_field | No | No | No | No |  | integer | Yes | 10
Annotations | eo_cable_annotation | Cable Annotation | annotation_lv | LV Annotation | dd_geom_field | text | No | No | No |  | NA | No | 10
Annotations | eo_cable_annotation | Cable Annotation | annotation_hv | HV Annotation | dd_geom_field | text | No | No | No |  | NA | No | 10
Annotations | eo_cable_annotation | Cable Annotation | annotation | Annotation | dd_geom_field | text | No | No | No |  | NA | No | 10
Annotations | eo_cable_annotation | Cable Annotation | type | Type | dd_phys_field | No | No | No | Yes | Circuit Flow Direction Material Name Next structure Phase Remarks Size Size Material Unknown Voltage | NA | Yes | 15
Annotations | eo_cable_annotation | Cable Annotation | location_sub | Sub Location | dd_geom_field | simple_point | No | No | No |  | NA | No | 10
Annotations | eo_cable_annotation | Cable Annotation | location | Location | dd_geom_field | simple_point | No | No | No |  | NA | No | 10
Annotations | eo_cable_annotation | Cable Annotation | location_hv | HV Location | dd_geom_field | simple_point | No | No | No |  | NA | No | 10
Annotations | eo_cable_annotation | Cable Annotation | annotation_sub | Sub Annotation | dd_geom_field | text | No | No | No |  | NA | No | 10
Annotations | eo_cable_annotation | Cable Annotation | segment | Segment | dd_join_field | No | Cable Segment | 1:n | No |  | NA | Yes | 20
Annotations | eo_cable_annotation | Cable Annotation | leader_line | Leader Line | dd_geom_field | simple_chain | No | No | No |  | NA | No | 10
Annotations | eo_wire_annotation | Wire Annotation | annotation_other | Other Annotation | dd_geom_field | text | No | No | No |  | NA | No | 10
Annotations | eo_wire_annotation | Wire Annotation | annotation_mv | MV Annotation | dd_geom_field | text | No | No | No |  | NA | No | 10
Annotations | eo_wire_annotation | Wire Annotation | network_type | Network Type | dd_derived_field | No | No | No | No |  | ds_char16_vector | No | 10
Annotations | eo_wire_annotation | Wire Annotation | location_mv | MV Location | dd_geom_field | simple_point | No | No | No |  | NA | No | 10
Annotations | eo_wire_annotation | Wire Annotation | location_lv | LV Location | dd_geom_field | simple_point | No | No | No |  | NA | No | 10
Annotations | eo_wire_annotation | Wire Annotation | location_other | Other Location | dd_geom_field | simple_point | No | No | No |  | NA | No | 10
Annotations | eo_wire_annotation | Wire Annotation | id | Id | dd_phys_field | No | No | No | No |  | integer | Yes | 10
Annotations | eo_wire_annotation | Wire Annotation | segment_id | Segment ID | dd_phys_field | No | No | No | No |  | integer | Yes | 10
Annotations | eo_wire_annotation | Wire Annotation | annotation_lv | LV Annotation | dd_geom_field | text | No | No | No |  | NA | No | 10
Annotations | eo_wire_annotation | Wire Annotation | annotation_hv | HV Annotation | dd_geom_field | text | No | No | No |  | NA | No | 10
Annotations | eo_wire_annotation | Wire Annotation | annotation | Annotation | dd_geom_field | text | No | No | No |  | NA | No | 10
Annotations | eo_wire_annotation | Wire Annotation | type | Type | dd_phys_field | No | No | No | Yes | Circuit Flow Direction Material Name Next structure Phase Remarks Size Size Material Unknown Voltage | NA | Yes | 15
Annotations | eo_wire_annotation | Wire Annotation | location_sub | Sub Location | dd_geom_field | simple_point | No | No | No |  | NA | No | 10
Annotations | eo_wire_annotation | Wire Annotation | location | Location | dd_geom_field | simple_point | No | No | No |  | NA | No | 10
Annotations | eo_wire_annotation | Wire Annotation | location_hv | HV Location | dd_geom_field | simple_point | No | No | No |  | NA | No | 10
Annotations | eo_wire_annotation | Wire Annotation | annotation_sub | Sub Annotation | dd_geom_field | text | No | No | No |  | NA | No | 10
Annotations | eo_wire_annotation | Wire Annotation | segment | Segment | dd_join_field | No | Wire Segment | 1:n | No |  | NA | Yes | 20
Annotations | eo_wire_annotation | Wire Annotation | leader_line | Leader Line | dd_geom_field | simple_chain | No | No | No |  | NA | No | 10
Annotations | eo_circuit_section_annotation | Circuit Section Annotation | id | Id | dd_phys_field | No | No | No | No |  | integer | Yes | 10
Annotations | eo_circuit_section_annotation | Circuit Section Annotation | type | Type | dd_phys_field | No | No | No | Yes | Circuit Flow Direction Material Name Next structure Phase Remarks Size Size Material Unknown Voltage | NA | Yes | 15
Annotations | eo_circuit_section_annotation | Circuit Section Annotation | circuit_section_id | Internal Circuit Section ID | dd_phys_field | No | No | No | No |  | integer | Yes | 10
Annotations | eo_circuit_section_annotation | Circuit Section Annotation | circuit_section | Circuit Section ID | dd_join_field | No | Circuit Section | 1:n | No |  | NA | Yes | 20
Annotations | eo_circuit_section_annotation | Circuit Section Annotation | annotation | Annotation | dd_geom_field | text | No | No | No |  | NA | No | 10
Annotations | eo_connector_annotation | Connector Annotation | annotation_other | Other Annotation | dd_geom_field | text | No | No | No |  | NA | No | 10
Annotations | eo_connector_annotation | Connector Annotation | annotation_mv | MV Annotation | dd_geom_field | text | No | No | No |  | NA | No | 10
Annotations | eo_connector_annotation | Connector Annotation | network_type | Network Type | dd_derived_field | No | No | No | No |  | ds_char16_vector | No | 10
Annotations | eo_connector_annotation | Connector Annotation | location_mv | MV Location | dd_geom_field | simple_point | No | No | No |  | NA | No | 10
Annotations | eo_connector_annotation | Connector Annotation | location_lv | LV Location | dd_geom_field | simple_point | No | No | No |  | NA | No | 10
Annotations | eo_connector_annotation | Connector Annotation | location_other | Other Location | dd_geom_field | simple_point | No | No | No |  | NA | No | 10
Annotations | eo_connector_annotation | Connector Annotation | id | Id | dd_phys_field | No | No | No | No |  | integer | Yes | 10
Annotations | eo_connector_annotation | Connector Annotation | segment_id | Segment ID | dd_phys_field | No | No | No | No |  | integer | Yes | 10
Annotations | eo_connector_annotation | Connector Annotation | annotation_lv | LV Annotation | dd_geom_field | text | No | No | No |  | NA | No | 10
Annotations | eo_connector_annotation | Connector Annotation | annotation_hv | HV Annotation | dd_geom_field | text | No | No | No |  | NA | No | 10
Annotations | eo_connector_annotation | Connector Annotation | annotation | Annotation | dd_geom_field | text | No | No | No |  | NA | No | 10
Annotations | eo_connector_annotation | Connector Annotation | type | Type | dd_phys_field | No | No | No | Yes | Circuit Flow Direction Material Name Next structure Phase Remarks Size Size Material Unknown Voltage | NA | Yes | 15
Annotations | eo_connector_annotation | Connector Annotation | location_sub | Sub Location | dd_geom_field | simple_point | No | No | No |  | NA | No | 10
Annotations | eo_connector_annotation | Connector Annotation | location | Location | dd_geom_field | simple_point | No | No | No |  | NA | No | 10
Annotations | eo_connector_annotation | Connector Annotation | location_hv | HV Location | dd_geom_field | simple_point | No | No | No |  | NA | No | 10
Annotations | eo_connector_annotation | Connector Annotation | annotation_sub | Sub Annotation | dd_geom_field | text | No | No | No |  | NA | No | 10
Annotations | eo_connector_annotation | Connector Annotation | segment | Segment | dd_join_field | No | Connector Segment Installation | 1:n | No |  | NA | Yes | 20
Annotations | eo_connector_annotation | Connector Annotation | leader_line | Leader Line | dd_geom_field | simple_chain | No | No | No |  | NA | No | 10
Common | eo_treatment | Treatment | id | Id | dd_phys_field | No | No | No | No |  | integer | Yes | 10
Common | eo_treatment | Treatment | treated_objects | Treated Objects | dd_join_field | No | Cable | M:N | No |  | NA | No | 20
Common | eo_treatment | Treatment | treated_by | Treated By | dd_phys_field | No | No | No | No |  | ds_char16_vector | No | 128
Common | eo_treatment | Treatment | date_treated | Date Treated | dd_phys_field | No | No | No | No |  | ds_date | Yes | 10
Common | eo_treatment | Treatment | treatment_type | Treatment Type | dd_phys_field | No | No | No | Yes | Unknown | NA | Yes | 10
Common | eo_treatment | Treatment | treatment_reference_id | Treatment Reference Id | dd_phys_field | No | No | No | No |  | integer | Yes | 10
Common | eo_land_management_area_anno | Land Management Area Annotation | eo_land_management_area_id | EO Land Management Area Id | dd_phys_field | No | No | No | No |  | integer | Yes | 10
Common | eo_land_management_area_anno | Land Management Area Annotation | eo_land_management_area | Land Management Area | dd_join_field | No | Land Management Area | 1:n | No |  | NA | Yes | 20
Common | eo_land_management_area_anno | Land Management Area Annotation | source_data | Source Data | dd_phys_field | No | No | No | No |  | ds_char16_vector | No | 64
Common | eo_land_management_area_anno | Land Management Area Annotation | leader_line | Leader Line | dd_geom_field | simple_chain | No | No | No |  | NA | No | 10
Common | eo_land_management_area_anno | Land Management Area Annotation | source_id | Source ID | dd_phys_field | No | No | No | No |  | integer | No | 12
Common | eo_land_management_area_anno | Land Management Area Annotation | source_data_date | Source Data Date | dd_phys_field | No | No | No | No |  | ds_date | No | 19
Common | eo_land_management_area_anno | Land Management Area Annotation | annotation | Annotation | dd_geom_field | text | No | No | No |  | NA | No | 10
Common | eo_land_management_area_anno | Land Management Area Annotation | id | ID | dd_phys_field | No | No | No | No |  | integer | Yes | 10
Common | co_easement | Easement | extents | Extents | dd_join_field | No | Easement Extent | 0:n | No |  | NA | No | 20
Common | co_easement | Easement | status | Status | dd_phys_field | No | No | No | Yes | Existing Unknown | NA | Yes | 10
Common | co_easement | Easement | annotations | Annotations | dd_join_field | No | Easement Annotation | 0:n | No |  | NA | No | 20
Common | co_easement | Easement | remarks_id | Remarks Id | dd_phys_field | No | No | No | No |  | integer | Yes | 10
Common | co_easement | Easement | easement_id | Easement Id | dd_phys_field | No | No | No | No |  | ds_char16_vector | No | 32
Common | co_easement | Easement | location | Location | dd_geom_field | simple_point | No | No | No |  | NA | No | 10
Common | co_easement | Easement | id | Id | dd_phys_field | No | No | No | No |  | integer | Yes | 10
Common | co_easement | Easement | easement_type | Easement Type | dd_phys_field | No | No | No | Yes | Joint Use Non Joint Use Unknown | NA | Yes | 10
Common | co_easement | Easement | remarks_annotation | Remarks Annotation | dd_geom_field | text | No | No | No |  | NA | No | 10
Common | co_easement | Easement | legal_boundary | Legal Boundary | dd_phys_field | No | No | No | No |  | FALSE | Yes | 10
Common | co_easement | Easement | name | Name | dd_phys_field | No | No | No | No |  | ds_char16_vector | No | 80
Common | eo_crew_area | Crew Area | name | Name | dd_phys_field | No | No | No | No |  | ds_char16_vector | Yes | 64
Common | eo_crew_area | Crew Area | source_data_date | Source Data Date | dd_phys_field | No | No | No | No |  | ds_date | No | 19
Common | eo_crew_area | Crew Area | extent | Extent | dd_geom_field | simple_area | No | No | No |  | NA | No | 10
Common | eo_crew_area | Crew Area | annotation | Annotation | dd_geom_field | text | No | No | No |  | NA | No | 10
Common | eo_crew_area | Crew Area | source_data | Source Data | dd_phys_field | No | No | No | No |  | ds_char16_vector | No | 64
Common | eo_crew_area | Crew Area | source_id | Source ID | dd_phys_field | No | No | No | No |  | integer | No | 12
Common | eo_crew_area | Crew Area | leader_line | Leader Line | dd_geom_field | simple_chain | No | No | No |  | NA | No | 10
Common | eo_crew_area | Crew Area | id | ID | dd_phys_field | No | No | No | No |  | integer | Yes | 10
Common | eo_crew_area | Crew Area | service_area | Service Area | dd_join_field | No | Service Area | 0:n | No |  | NA | No | 20
Common | eo_crew_area | Crew Area | centroid | Centroid | dd_geom_field | simple_point | No | No | No |  | NA | No | 10
Common | co_easement_extent | Easement Extent | co_easement | Easement | dd_join_field | No | Easement | 0:n | No |  | NA | No | 20
Common | co_easement_extent | Easement Extent | extent | Extent | dd_geom_field | simple_area | No | No | No |  | NA | No | 10
Common | co_easement_extent | Easement Extent | id | Id | dd_phys_field | No | No | No | No |  | integer | Yes | 10
Common | eo_service_territory | Service Territory | operating_area_annotation | Operating Area Annotation | dd_geom_field | text | No | No | No |  | NA | No | 10
Common | eo_service_territory | Service Territory | operating_area_extent | Operating Area Extent | dd_geom_field | simple_area | No | No | No |  | NA | No | 10
Common | eo_service_territory | Service Territory | entire_region_annotation | Entire Region Annotation | dd_geom_field | text | No | No | No |  | NA | No | 10
Common | eo_service_territory | Service Territory | remarks_id | remarks_id | dd_phys_field | No | No | No | No |  | integer | Yes | 10
Common | eo_service_territory | Service Territory | extent | Extent | dd_geom_field | simple_area | No | No | No |  | NA | No | 10
Common | eo_service_territory | Service Territory | source_data | Source Data | dd_phys_field | No | No | No | No |  | ds_char16_vector | No | 64
Common | eo_service_territory | Service Territory | remarks_annotation | Remarks Annotation | dd_geom_field | text | No | No | No |  | NA | No | 10
Common | eo_service_territory | Service Territory | source_data_date | Source Data Date | dd_phys_field | No | No | No | No |  | ds_date | No | 19
Common | eo_service_territory | Service Territory | annotation | Annotation | dd_geom_field | text | No | No | No |  | NA | No | 10
Common | eo_service_territory | Service Territory | id | ID | dd_phys_field | No | No | No | No |  | integer | Yes | 10
Common | eo_service_territory | Service Territory | type | Type | dd_phys_field | No | No | No | Yes | Entire Region Operating Area Unknown | NA | Yes | 10
Common | eo_service_territory | Service Territory | source_id | Source ID | dd_phys_field | No | No | No | No |  | integer | No | 12
Common | eo_service_territory | Service Territory | name | Name | dd_phys_field | No | No | No | No |  | ds_char16_vector | Yes | 64
Common | eo_service_territory | Service Territory | entire_region_extent | Entire Region Extent | dd_geom_field | simple_area | No | No | No |  | NA | No | 10
Common | eo_service_territory | Service Territory | leader_line | Leader Line | dd_geom_field | simple_chain | No | No | No |  | NA | No | 10
Common | co_easement_annotation | Easement Annotation | co_easement | Easement | dd_join_field | No | Easement | 0:n | No |  | NA | No | 20
Common | co_easement_annotation | Easement Annotation | id | Id | dd_phys_field | No | No | No | No |  | integer | Yes | 10
Common | co_easement_annotation | Easement Annotation | annotation | Annotation | dd_geom_field | text | No | No | No |  | NA | No | 10
Common | co_easement_annotation | Easement Annotation | location | Location | dd_geom_field | simple_point | No | No | No |  | NA | No | 10
Common | co_easement_annotation | Easement Annotation | leader_line | Leader Line | dd_geom_field | simple_chain | No | No | No |  | NA | No | 10
Common | eo_land_management_area | Land Management Area | access_type | Access Type | dd_phys_field | No | No | No | No |  | ds_char16_vector | No | 30
Common | eo_land_management_area | Land Management Area | source_data | Source Data | dd_phys_field | No | No | No | No |  | ds_char16_vector | No | 64
Common | eo_land_management_area | Land Management Area | lwcf | LWCF | dd_phys_field | No | No | No | No |  | integer | No | 10
Common | eo_land_management_area | Land Management Area | dedicated_np_ind | Dedicated NP? | dd_phys_field | No | No | No | Yes | NA No Unknown Yes | NA | No | 9
Common | eo_land_management_area | Land Management Area | available_area | Available Area | dd_phys_field | No | No | No | No |  | float | No | 10
Common | eo_land_management_area | Land Management Area | remarks_id | remarks_id | dd_phys_field | No | No | No | No |  | integer | Yes | 10
Common | eo_land_management_area | Land Management Area | nested_ind | Nested? | dd_phys_field | No | No | No | Yes | NA No Unknown Yes | NA | No | 9
Common | eo_land_management_area | Land Management Area | lma_date | LMA Date | dd_phys_field | No | No | No | No |  | ds_date | No | 19
Common | eo_land_management_area | Land Management Area | eo_land_managment_area_anno | Land Mngment Area Annotations | dd_join_field | No | Land Management Area Annotation | 1:n | No |  | NA | No | 20
Common | eo_land_management_area | Land Management Area | type | Type | dd_phys_field | No | No | No | No |  | ds_char16_vector | No | 38
Common | eo_land_management_area | Land Management Area | lwcfs | LWCFS | dd_phys_field | No | No | No | No |  | ds_char16_vector | No | 20
Common | eo_land_management_area | Land Management Area | id | ID | dd_phys_field | No | No | No | No |  | integer | Yes | 10
Common | eo_land_management_area | Land Management Area | extent | Extent | dd_geom_field | simple_area | No | No | No |  | NA | No | 10
Common | eo_land_management_area | Land Management Area | source_id | Source ID | dd_phys_field | No | No | No | No |  | integer | No | 12
Common | eo_land_management_area | Land Management Area | name | Name | dd_phys_field | No | No | No | No |  | ds_char16_vector | No | 40
Common | eo_land_management_area | Land Management Area | available_lake | Available Lake | dd_phys_field | No | No | No | No |  | ds_char16_vector | No | 20
Common | eo_land_management_area | Land Management Area | pasture_pfa | Pasture PFA | dd_phys_field | No | No | No | No |  | ds_char16_vector | No | 2
Common | eo_land_management_area | Land Management Area | leader_line | Leader Line | dd_geom_field | simple_chain | No | No | No |  | NA | No | 10
Common | eo_land_management_area | Land Management Area | lwcf_project | LWCF Project | dd_phys_field | No | No | No | No |  | ds_char16_vector | No | 50
Common | eo_land_management_area | Land Management Area | owner | Owner | dd_phys_field | No | No | No | No |  | ds_char16_vector | No | 40
Common | eo_land_management_area | Land Management Area | lma_id | LMA ID | dd_phys_field | No | No | No | No |  | ds_char16_vector | No | 10
Common | eo_land_management_area | Land Management Area | deed_map_number | Deed Map Number | dd_phys_field | No | No | No | No |  | ds_char16_vector | No | 15
Common | eo_land_management_area | Land Management Area | remarks_annotation | Remarks Annotation | dd_geom_field | text | No | No | No |  | NA | No | 10
Common | eo_land_management_area | Land Management Area | manager | Manager | dd_phys_field | No | No | No | No |  | ds_char16_vector | No | 50
Common | eo_land_management_area | Land Management Area | source_data_date | Source Data Date | dd_phys_field | No | No | No | No |  | ds_date | No | 19
Common | eo_assigned_service_territory | Assigned Service Territory | municip_assignment_annotation | Municipality Assignment Annotation | dd_geom_field | text | No | No | No |  | NA | No | 10
Common | eo_assigned_service_territory | Assigned Service Territory | municip_name_annotation | Municipality Name Annotation | dd_geom_field | text | No | No | No |  | NA | No | 10
Common | eo_assigned_service_territory | Assigned Service Territory | iou_extent | Investor Owned Utility Extent | dd_geom_field | simple_area | No | No | No |  | NA | No | 10
Common | eo_assigned_service_territory | Assigned Service Territory | unassigned_name_annotation | Unassigned Name Annotation | dd_geom_field | text | No | No | No |  | NA | No | 10
Common | eo_assigned_service_territory | Assigned Service Territory | assignment_annotation | Assignment Annotation | dd_geom_field | text | No | No | No |  | NA | No | 10
Common | eo_assigned_service_territory | Assigned Service Territory | remarks_id | remarks_id | dd_phys_field | No | No | No | No |  | integer | Yes | 10
Common | eo_assigned_service_territory | Assigned Service Territory | name_annotation | Name Annotation | dd_geom_field | text | No | No | No |  | NA | No | 10
Common | eo_assigned_service_territory | Assigned Service Territory | source_id | Source ID | dd_phys_field | No | No | No | No |  | integer | No | 12
Common | eo_assigned_service_territory | Assigned Service Territory | iou_name_annotation | Investor Owned Utility Name Annotation | dd_geom_field | text | No | No | No |  | NA | No | 10
Common | eo_assigned_service_territory | Assigned Service Territory | assignment | Assignment | dd_phys_field | No | No | No | Yes | Co-op Company Investor Owned Utility Municipality Unassigned Unknown | NA | Yes | 24
Common | eo_assigned_service_territory | Assigned Service Territory | co_op_name_annotation | Co-op Name Annotation | dd_geom_field | text | No | No | No |  | NA | No | 10
Common | eo_assigned_service_territory | Assigned Service Territory | remarks_annotation | Remarks Annotation | dd_geom_field | text | No | No | No |  | NA | No | 10
Common | eo_assigned_service_territory | Assigned Service Territory | id | ID | dd_phys_field | No | No | No | No |  | integer | Yes | 10
Common | eo_assigned_service_territory | Assigned Service Territory | unassigned_assignment_annotation | Unassigned Assignment Annotation | dd_geom_field | text | No | No | No |  | NA | No | 10
Common | eo_assigned_service_territory | Assigned Service Territory | source_data | Source Data | dd_phys_field | No | No | No | No |  | ds_char16_vector | No | 64
Common | eo_assigned_service_territory | Assigned Service Territory | extent | Extent | dd_geom_field | simple_area | No | No | No |  | NA | No | 10
Common | eo_assigned_service_territory | Assigned Service Territory | co_op_assignment_annotation | Co-op Assignment Annotation | dd_geom_field | text | No | No | No |  | NA | No | 10
Common | eo_assigned_service_territory | Assigned Service Territory | municip_extent | Municipality Extent | dd_geom_field | simple_area | No | No | No |  | NA | No | 10
Common | eo_assigned_service_territory | Assigned Service Territory | iou_assignment_annotation | Investor Owned Utility Assignment Annota | dd_geom_field | text | No | No | No |  | NA | No | 10
Common | eo_assigned_service_territory | Assigned Service Territory | unassigned_extent | Unassigned Extent | dd_geom_field | simple_area | No | No | No |  | NA | No | 10
Common | eo_assigned_service_territory | Assigned Service Territory | company_name_annotation | Company Name Annotation | dd_geom_field | text | No | No | No |  | NA | No | 10
Common | eo_assigned_service_territory | Assigned Service Territory | co_op_extent | Co-op Extent | dd_geom_field | simple_area | No | No | No |  | NA | No | 10
Common | eo_assigned_service_territory | Assigned Service Territory | name | Name | dd_phys_field | No | No | No | No |  | ds_char16_vector | Yes | 30
Common | eo_assigned_service_territory | Assigned Service Territory | company_assignment_annotation | Company Assignment Annotation | dd_geom_field | text | No | No | No |  | NA | No | 10
Common | eo_assigned_service_territory | Assigned Service Territory | company_extent | Company Extent | dd_geom_field | simple_area | No | No | No |  | NA | No | 10
Common | eo_assigned_service_territory | Assigned Service Territory | source_data_date | Source Data Date | dd_phys_field | No | No | No | No |  | ds_date | No | 19
Common | eo_marker | Marker | remarks_annotation | Remarks Annotation | dd_geom_field | text | No | No | No |  | NA | No | 10
Common | eo_marker | Marker | marker_type | Marker Type | dd_phys_field | No | No | No | Yes | Ball Disc Unknown | NA | Yes | 10
Common | eo_marker | Marker | asset_id | Asset ID | dd_phys_field | No | No | No | No |  | ds_char16_vector | No | 36
Common | eo_marker | Marker | id | Id | dd_phys_field | No | No | No | No |  | integer | Yes | 10
Common | eo_marker | Marker | date_installed | Date Installed | dd_phys_field | No | No | No | No |  | ds_date | No | 10
Common | eo_marker | Marker | location | Location | dd_geom_field | simple_point | No | No | No |  | NA | No | 10
Common | eo_marker | Marker | associated_objects | Associated Objects | dd_join_field | No | Accurate Point | M:N | No |  | NA | No | 20
Common | eo_marker | Marker | remarks_id | Remarks Id | dd_phys_field | No | No | No | No |  | integer | Yes | 10
Common | eo_map_grid | Map Grid | parent_grid_id | Parent Grid ID | dd_phys_field | No | No | No | No |  | integer | Yes | 10
Common | eo_map_grid | Map Grid | source_data | Source Data | dd_phys_field | No | No | No | No |  | ds_char16_vector | No | 64
Common | eo_map_grid | Map Grid | extent_400 | Extent 400 | dd_geom_field | simple_area | No | No | No |  | NA | No | 10
Common | eo_map_grid | Map Grid | update_count | Update Count | dd_phys_field | No | No | No | No |  | integer | Yes | 10
Common | eo_map_grid | Map Grid | extent_100 | Extent 100 | dd_geom_field | simple_area | No | No | No |  | NA | No | 10
Common | eo_map_grid | Map Grid | map_type | Map Type | dd_phys_field | No | No | No | Yes | Electric General Unknown | NA | Yes | 10
Common | eo_map_grid | Map Grid | grid_position | Grid Position | dd_phys_field | No | No | No | No |  | ds_char16_vector | Yes | 2
Common | eo_map_grid | Map Grid | source_id | Source ID | dd_phys_field | No | No | No | No |  | integer | No | 12
Common | eo_map_grid | Map Grid | extent_50 | Extent 50 | dd_geom_field | simple_area | No | No | No |  | NA | No | 10
Common | eo_map_grid | Map Grid | annotation_800 | Annotation 800 | dd_geom_field | text | No | No | No |  | NA | No | 10
Common | eo_map_grid | Map Grid | map_name | Map Name | dd_phys_field | No | No | No | No |  | ds_char16_vector | Yes | 32
Common | eo_map_grid | Map Grid | extent_800 | Extent 800 | dd_geom_field | simple_area | No | No | No |  | NA | No | 10
Common | eo_map_grid | Map Grid | plot_date | Plot Date | dd_phys_field | No | No | No | No |  | ds_date | No | 19
Common | eo_map_grid | Map Grid | id | Id | dd_phys_field | No | No | No | No |  | integer | Yes | 10
Common | eo_map_grid | Map Grid | annotation_400 | Annotation 400 | dd_geom_field | text | No | No | No |  | NA | No | 10
Common | eo_map_grid | Map Grid | extent | Extent | dd_geom_field | simple_area | No | No | No |  | NA | No | 10
Common | eo_map_grid | Map Grid | latitude | Latitude | dd_phys_field | No | No | No | No |  | float | Yes | 10
Common | eo_map_grid | Map Grid | extent_200 | Extent 200 | dd_geom_field | simple_area | No | No | No |  | NA | No | 10
Common | eo_map_grid | Map Grid | annotation_100 | Annotation 100 | dd_geom_field | text | No | No | No |  | NA | No | 10
Common | eo_map_grid | Map Grid | annotation | Annotation | dd_geom_field | text | No | No | No |  | NA | No | 10
Common | eo_map_grid | Map Grid | update_flag | Update Flag | dd_phys_field | No | No | No | Yes | NA No Unknown Yes | NA | Yes | 9
Common | eo_map_grid | Map Grid | leader_line | Leader Line | dd_geom_field | simple_chain | No | No | No |  | NA | No | 10
Common | eo_map_grid | Map Grid | annotation_50 | Annotation 50 | dd_geom_field | text | No | No | No |  | NA | No | 10
Common | eo_map_grid | Map Grid | annotation_200 | Annotation 200 | dd_geom_field | text | No | No | No |  | NA | No | 10
Common | eo_map_grid | Map Grid | longitude | Longitude | dd_phys_field | No | No | No | No |  | float | Yes | 10
Common | eo_map_grid | Map Grid | grid_size | Grid Size | dd_phys_field | No | No | No | Yes | 100 200 400 50 800 Unknown | NA | Yes | 9
Common | eo_map_grid | Map Grid | source_data_date | Source Data Date | dd_phys_field | No | No | No | No |  | ds_date | No | 19
Common | eo_service_area | Service Area | name | Name | dd_phys_field | No | No | No | No |  | ds_char16_vector | Yes | 64
Common | eo_service_area | Service Area | source_data_date | Source Data Date | dd_phys_field | No | No | No | No |  | ds_date | No | 19
Common | eo_service_area | Service Area | extent | Extent | dd_geom_field | simple_area | No | No | No |  | NA | No | 10
Common | eo_service_area | Service Area | source_data | Source Data | dd_phys_field | No | No | No | No |  | ds_char16_vector | No | 64
Common | eo_service_area | Service Area | source_id | Source ID | dd_phys_field | No | No | No | No |  | integer | No | 12
Common | eo_service_area | Service Area | leader_line | Leader Line | dd_geom_field | simple_chain | No | No | No |  | NA | No | 10
Common | eo_service_area | Service Area | id | ID | dd_phys_field | No | No | No | No |  | integer | Yes | 10
Common | eo_service_area | Service Area | crew_areas | Crew Areas | dd_join_field | No | Crew Area | 0:n | No |  | NA | No | 20
Common | eo_service_area | Service Area | annotation | Annotation | dd_geom_field | text | No | No | No |  | NA | No | 10
Common | eo_service_area | Service Area | centroid | Centroid | dd_geom_field | simple_point | No | No | No |  | NA | No | 10
Common | co_note | Note | uses_annotation_1 | Visible on plots? | dd_derived_field | No | No | No | No |  | FALSE | No | 10
Common | co_note | Note | leader_line_1 | Leader Line included on plots | dd_geom_field | simple_chain | No | No | No |  | NA | No | 10
Common | co_note | Note | type | Type | dd_phys_field | No | No | No | Yes | Construction Incident Miscellaneous - not to be plotted Miscellaneous - to be plotted Safety | NA | Yes | 10
Common | co_note | Note | leader_line_2 | Leader Line excluded from plots | dd_geom_field | simple_chain | No | No | No |  | NA | No | 10
Common | co_note | Note | annotation_1 | Annotation included on plots | dd_geom_field | text | No | No | No |  | NA | No | 10
Common | co_note | Note | leader_line | Leader Line | dd_geom_field | simple_chain | No | No | No |  | NA | No | 10
Common | co_note | Note | annotation_2 | Annotation excluded from plots | dd_geom_field | text | No | No | No |  | NA | No | 10
Common | co_note | Note | annotation | Annotation | dd_geom_field | text | No | No | No |  | NA | No | 10
Common | co_note | Note | remarks_id | Remarks Id | dd_phys_field | No | No | No | No |  | integer | Yes | 10
Common | co_note | Note | id | Id | dd_phys_field | No | No | No | No |  | integer | Yes | 10
Common | eo_network_hypernode | Network Hypernode | network_type | Network Type | dd_phys_field | No | No | No | Yes | EHV HV LV MV Substation | NA | Yes | 10
Common | eo_network_hypernode | Network Hypernode | style | Style | dd_phys_field | No | No | No | Yes | Blue Circle Blue Square Blue Triangle Green Circle Green Square Green Triangle Orange Circle Orange Square Orange Triangle | NA | No | 10
Common | eo_network_hypernode | Network Hypernode | pin2_other | Other Pin2 | dd_geom_field | point | No | No | No |  | NA | No | 10
Common | eo_network_hypernode | Network Hypernode | pin2_mv | MV Pin2 | dd_geom_field | point | No | No | No |  | NA | No | 10
Common | eo_network_hypernode | Network Hypernode | pin1_hv | HV Pin1 | dd_geom_field | point | No | No | No |  | NA | No | 10
Common | eo_network_hypernode | Network Hypernode | pin1_lv | LV Pin1 | dd_geom_field | point | No | No | No |  | NA | No | 10
Common | eo_network_hypernode | Network Hypernode | pins_annotation_txt_id | Pins Annotation Txt Id | dd_phys_field | No | No | No | No |  | integer | Yes | 10
Common | eo_network_hypernode | Network Hypernode | pin2 | Pin2 | dd_geom_field | point | No | No | No |  | NA | No | 10
Common | eo_network_hypernode | Network Hypernode | pin1_other | Other Pin1 | dd_geom_field | point | No | No | No |  | NA | No | 10
Common | eo_network_hypernode | Network Hypernode | annotation_type | Annotation Type | dd_phys_field | No | No | No | Yes | Next Device Remarks | NA | No | 10
Common | eo_network_hypernode | Network Hypernode | pin1_sub | Sub Pin1 | dd_geom_field | point | No | No | No |  | NA | No | 10
Common | eo_network_hypernode | Network Hypernode | pin1_annotation | Pin1 Annotation | dd_geom_field | text | No | No | No |  | NA | No | 10
Common | eo_network_hypernode | Network Hypernode | pin1_mv | MV Pin1 | dd_geom_field | point | No | No | No |  | NA | No | 10
Common | eo_network_hypernode | Network Hypernode | remarks_id | remarks_id | dd_phys_field | No | No | No | No |  | integer | Yes | 10
Common | eo_network_hypernode | Network Hypernode | pin2_hv | HV Pin2 | dd_geom_field | point | No | No | No |  | NA | No | 10
Common | eo_network_hypernode | Network Hypernode | id | Id | dd_phys_field | No | No | No | No |  | integer | Yes | 10
Common | eo_network_hypernode | Network Hypernode | pin2_sub | Sub Pin2 | dd_geom_field | point | No | No | No |  | NA | No | 10
Common | eo_network_hypernode | Network Hypernode | pin2_lv | LV Pin2 | dd_geom_field | point | No | No | No |  | NA | No | 10
Common | eo_network_hypernode | Network Hypernode | pin1 | Pin1 | dd_geom_field | point | No | No | No |  | NA | No | 10
Common | eo_network_hypernode | Network Hypernode | pin2_annotation | Pin2 Annotation | dd_geom_field | text | No | No | No |  | NA | No | 10
Common | eo_network_hypernode | Network Hypernode | status | Lifecycle Status | dd_phys_field | No | No | No | Yes | Abandoned Existing Inactive Proposed Abandon Proposed Install Proposed Relocate Proposed Remove Proposed Replace Removed Temporary | NA | Yes | 10
Catalogs | et_crossing_catalog | Crossing Catalog | id | Id | dd_phys_field | No | No | No | No |  | integer | Yes | 10
Catalogs | et_crossing_catalog | Crossing Catalog | stranding | Stranding | dd_phys_field | No | No | No | Yes | 12/7 127 18 18/1 19 24/7 26/7 30/19 30/7 36 36/1 37 4 45/7 48/7 54/19 54/7 6 6/1 61 7 72/7 8 8/1 84/19 91 Unknown | NA | No | 9
Catalogs | et_crossing_catalog | Crossing Catalog | source_id | Source ID | dd_phys_field | No | No | No | No |  | integer | No | 12
Catalogs | et_crossing_catalog | Crossing Catalog | material | Material | dd_phys_field | No | No | No | Yes | AAC AAC SE ACSR ACSS AL AL EPR AL UNGD CU CU SOL CU TBWP CU UNDGRD CU WELD EHS Galv Steel HS Iron None OPGW SM SSAC Tot Cable Unknown | NA | No | 9
Catalogs | et_crossing_catalog | Crossing Catalog | source_data | Source Data | dd_phys_field | No | No | No | No |  | ds_char16_vector | No | 6
Catalogs | et_crossing_catalog | Crossing Catalog | size_val | Size | dd_phys_field | No | No | No | Yes | 1 1/0 1000 101.8 1033.5 1113 1192.5 1272 134.6 1351 1351.5 1431 1510 1510.5 159 1590 1750 176.9 1780 190.8 2 2/0 2000 2034.5 2057 211.3 2156 2167 2250 2312 250 2500 2515 266.8 2750 3/0 300 3000 336.4 350 3500 397.5 4 4/0 450 477 500 556.5 6 600 605 636 650 666.6 700 715.5 750 795 80 900 954 Unknown | NA | No | 9
Catalogs | ed_pole_catalog | Pole Catalog | id | Id | dd_phys_field | No | No | No | No |  | integer | Yes | 10
Catalogs | ed_pole_catalog | Pole Catalog | source_data | Source Data | dd_phys_field | No | No | No | No |  | ds_char16_vector | No | 64
Catalogs | ed_pole_catalog | Pole Catalog | height | Height | dd_phys_field | No | No | No | Yes | 10 Feet 100 Feet 105 Feet 11 Feet 110 Feet 115 Feet 12 Feet 120 Feet 125 Feet 13 Feet 130 Feet 135 Feet 14 Feet 15 Feet 16 Feet 25 Feet 30 Feet 35 Feet 40 Feet 45 Feet 50 Feet 55 Feet 60 Feet 65 Feet 7 Feet 70 Feet 75 Feet 8 Feet 80 Feet 85 Feet 9 Feet 90 Feet 95 Feet Unknown | NA | No | 9
Catalogs | ed_pole_catalog | Pole Catalog | source_id | Source ID | dd_phys_field | No | No | No | No |  | integer | No | 12
Catalogs | ed_pole_catalog | Pole Catalog | class | Class | dd_phys_field | No | No | No | Yes | 0 1 2 3 4 5 6 7 8 9 H1 H2 H3 H4 Unknown | NA | No | 9
Catalogs | ed_owner_type_name_catalog | Dist Owner Type Name Catalog | id | Id | dd_phys_field | No | No | No | No |  | integer | Yes | 10
Catalogs | ed_owner_type_name_catalog | Dist Owner Type Name Catalog | source_data | Source Data | dd_phys_field | No | No | No | No |  | ds_char16_vector | No | 64
Catalogs | ed_owner_type_name_catalog | Dist Owner Type Name Catalog | owner_name | Owner Name | dd_phys_field | No | No | No | Yes | Cable Company Customer Electric Utility Telephone Company Unknown | NA | No | 120
Catalogs | ed_owner_type_name_catalog | Dist Owner Type Name Catalog | owner_type | Owner Type | dd_phys_field | No | No | No | Yes | Company Owned Customer Owned Foreign Owned Other Utility Owned Unknown | NA | Yes | 16
Catalogs | ed_owner_type_name_catalog | Dist Owner Type Name Catalog | source_id | Source ID | dd_phys_field | No | No | No | No |  | integer | No | 12
Catalogs | ed_decorative_pole_catalog | Decorative Pole Catalog | material | Material | dd_phys_field | No | No | No | Yes | Aluminium Concrete Fiberglass GI RS Joist Rail Steel Steel Tubular Unknown Wood | NA | No | 23
Catalogs | ed_decorative_pole_catalog | Decorative Pole Catalog | color | Color | dd_phys_field | No | No | No | Yes | Black Dark Bronze Green Grey None Other Unknown White | NA | No | 13
Catalogs | ed_decorative_pole_catalog | Decorative Pole Catalog | type | Type | dd_phys_field | No | No | No | Yes | Hamilton Other Round Straight Round Tapered Square Straight Traffic Signal Unknown Washington | NA | No | 17
Catalogs | ed_decorative_pole_catalog | Decorative Pole Catalog | source_data | Source Data | dd_phys_field | No | No | No | No |  | ds_char16_vector | No | 64
Catalogs | ed_decorative_pole_catalog | Decorative Pole Catalog | foundation | Foundation | dd_phys_field | No | No | No | Yes | Anchor Base Direct Bury Unknown | NA | No | 13
Catalogs | ed_decorative_pole_catalog | Decorative Pole Catalog | finish | Finish | dd_phys_field | No | No | No | Yes | Brushed Concrete Sealer Galvanized None Other Painted Satin Unknown | NA | No | 17
Catalogs | ed_decorative_pole_catalog | Decorative Pole Catalog | source_id | Source ID | dd_phys_field | No | No | No | No |  | integer | No | 12
Catalogs | ed_decorative_pole_catalog | Decorative Pole Catalog | id | Id | dd_phys_field | No | No | No | No |  | integer | Yes | 10
Catalogs | ed_decorative_pole_catalog | Decorative Pole Catalog | pole_height | Pole Height | dd_phys_field | No | No | No | Yes | 10 Feet 10.5 Feet 11 Feet 11.5 Feet 12 Feet 12.5 Feet 13 Feet 13.5 Feet 14 Feet 14.5 Feet 15 Feet 15.5 Feet 16 Feet 16.5 Feet 17 Feet 17.5 Feet 18 Feet 18.5 Feet 19 Feet 19.5 Feet 20 Feet 20.5 Feet 21 Feet 21.5 Feet 22 Feet 22.5 Feet 23 Feet 23.5 Feet 24 Feet 24.5 Feet 25 Feet 25.5 Feet 26 Feet 26.5 Feet 27 Feet 27.5 Feet 28 Feet 28.5 Feet 29 Feet 29.5 Feet 30 Feet 30.5 Feet 31 Feet 31.5 Feet 32 Feet 32.5 Feet 33 Feet 33.5 Feet 34 Feet 34.5 Feet 35 Feet 35.5 Feet 36 Feet 36.5 Feet 37 Feet 37.5 Feet 38 Feet 38.5 Feet 39 Feet 39.5 Feet 40 Feet 40.5 Feet 41 Feet 41.5 Feet 42 Feet 42.5 Feet 43 Feet 43.5 Feet 44 Feet 44.5 Feet 45 Feet 8 Feet 8.5 Feet 9 Feet 9.5 Feet Unknown | NA | Yes | 6
Catalogs | et_owner_type_name_catalog | Trans Owner Type Name Catalog | id | Id | dd_phys_field | No | No | No | No |  | integer | Yes | 10
Catalogs | et_owner_type_name_catalog | Trans Owner Type Name Catalog | source_data | Source Data | dd_phys_field | No | No | No | No |  | ds_char16_vector | No | 6
Catalogs | et_owner_type_name_catalog | Trans Owner Type Name Catalog | owner_name | Owner Name | dd_phys_field | No | No | No | Yes | Cable Company Customer Electric Utility Telephone Company Unknown | NA | No | 120
Catalogs | et_owner_type_name_catalog | Trans Owner Type Name Catalog | owner_type | Owner Type | dd_phys_field | No | No | No | Yes | Company Owned Customer Owned Foreign Owned Unknown | NA | Yes | 16
Catalogs | et_owner_type_name_catalog | Trans Owner Type Name Catalog | source_id | Source Id | dd_phys_field | No | No | No | No |  | integer | No | 10
Catalogs | eo_owner_type_name_catalog | Owner Type Name Catalog | id | Id | dd_phys_field | No | No | No | No |  | integer | Yes | 10
Catalogs | eo_owner_type_name_catalog | Owner Type Name Catalog | source_data | Source Data | dd_phys_field | No | No | No | No |  | ds_char16_vector | No | 64
Catalogs | eo_owner_type_name_catalog | Owner Type Name Catalog | owner_name | Owner Name | dd_phys_field | No | No | No | Yes | Cable Company Customer Electric Utility Telephone Company Unknown | NA | No | 120
Catalogs | eo_owner_type_name_catalog | Owner Type Name Catalog | owner_type | Owner Type | dd_phys_field | No | No | No | Yes | Company Owned Customer Customer Owned Electric Utility-TPSODL Foreign Owned Other Utility Owned Unknown | NA | Yes | 16
Catalogs | eo_owner_type_name_catalog | Owner Type Name Catalog | source_id | Source ID | dd_phys_field | No | No | No | No |  | integer | No | 12
Catalogs | sub_owner_type_name_catalog | Sub Owner Type Name Catalog | id | Id | dd_phys_field | No | No | No | No |  | integer | Yes | 10
Catalogs | sub_owner_type_name_catalog | Sub Owner Type Name Catalog | source_data | Source Data | dd_phys_field | No | No | No | No |  | ds_char16_vector | No | 6
Catalogs | sub_owner_type_name_catalog | Sub Owner Type Name Catalog | owner_name | Owner Name | dd_phys_field | No | No | No | Yes | Cable Company Customer Electric Utility Telephone Company Unknown | NA | No | 120
Catalogs | sub_owner_type_name_catalog | Sub Owner Type Name Catalog | owner_type | Owner Type | dd_phys_field | No | No | No | Yes | Company Owned Customer Owned Foreign Owned Unknown | NA | Yes | 16
Catalogs | sub_owner_type_name_catalog | Sub Owner Type Name Catalog | source_id | Source Id | dd_phys_field | No | No | No | No |  | integer | No | 10
Catalogs | ed_guy_catalog | Guy Catalog | anchor_type | Anchor Type | dd_phys_field | No | No | No | Yes | Concrete Double Helix Expanding Heavy Duty Log N/A Rock Single Helix Slug Swamp Triple Helix Unknown | NA | No | 13
Catalogs | ed_guy_catalog | Guy Catalog | source_data | Source Data | dd_phys_field | No | No | No | No |  | ds_char16_vector | No | 64
Catalogs | ed_guy_catalog | Guy Catalog | id | Id | dd_phys_field | No | No | No | No |  | integer | Yes | 10
Catalogs | ed_guy_catalog | Guy Catalog | type | Type | dd_phys_field | No | No | No | Yes | Down Guy Side Walk Span Unknown | NA | Yes | 16
Catalogs | ed_guy_catalog | Guy Catalog | source_id | Source ID | dd_phys_field | No | No | No | No |  | integer | No | 12
Catalogs | ed_pad_catalog | Pad Catalog | id | Id | dd_phys_field | No | No | No | No |  | integer | Yes | 10
Catalogs | ed_pad_catalog | Pad Catalog | source_data | Source Data | dd_phys_field | No | No | No | No |  | ds_char16_vector | No | 64
Catalogs | ed_pad_catalog | Pad Catalog | type | Type | dd_phys_field | No | No | No | Yes | Boxpad Pad Polypad Subsurface Unknown | NA | Yes | 24
Catalogs | ed_pad_catalog | Pad Catalog | source_id | Source ID | dd_phys_field | No | No | No | No |  | integer | No | 12
Catalogs | ed_pad_catalog | Pad Catalog | box_pad_usage | Box Pad Usage | dd_phys_field | No | No | No | Yes | Feedthru Foundation Loop N/A Unknown | NA | No | 12